## Cover
EPISCOPE Case Study:
{ Title }
{ Title }
{ Title }
"EPI Tables"
Documentation of
Energy Performance Indicators
Prepared in the framework
of the European project EPISCOPE
www.episcope.eu | www.episcope.eu
February 2016
Τεχνολογικό Πανεπιστήμιο Κύπρου
(Cyprus University of Technology)
Limassol / Cyprus
Energy Performance Indicator Tracking Schemes for the Continuous Optimisation of Refurbishment Processes in European Housing Stocks
Co-funded by the Intelligent Energy Europe
Programme of the European Union

## About
Workbook Template / Data Entry Guidance
[6 empty] | Template version: | 2016-01-28
About this Workbook
The template for this workbook has been prepared in the framework of the project EPISCOPE which was mainly funded by the programme Intelligent Energy Europe. The purpose is to report in a concerted way on input and output data of the building stock models and scenario calculations.
The usage of the EPI concept as well of this workbook by third parties is intended and desirable.
EPISCOPE Case Studies: Guidance for Data Entry
|  | ► | This data appendix is supposed to address readers who are interested in more detailed results of your scenario calculations.
|  | ► | Give enough explanatory text so the reader can understand the documentation (together with your case study reports and your English project description in EPISCOPE Synthesis Reports SR 2 or SR 3), but keep it short.
|  | ► | Respect the clear separation between "monitoring indicators" (which are based on empirical data) and "scenario indicators".
|  | ► | Stick to the table templates as far as possible: This will facilitate the understanding for other experts.
|  | ► | Individual modifications are possible (in this case: provide additional remarks so that changes come clear to the reader).
|  | ► | Also additional individual data tables may be supplemented, if you like.
|  | ► | If data is not available: The data fields (lines or rows) of the table templates may be deleted.
|  | ► | A first version of the monitoring indicators and of the starting point (basic case) of the scenarios was already provided for the interim report by most partners. Download of these preliminary EPI tables (status: 2014-10) at the internal EPISCOPE website (login first): http://internal.episcope.eu/internal-contract/reports-submitted-to-eacieasme/
Monitoring Indicators
General Rule: Enter only robust empirical data into the monitoring indicators tables.
If data is not available: Keep the fields empty or delete them.
Give the reader an impression of the reliability of data of the main data sources, for example providing some estimation as to the following issues as far as applicable:
|  | ► | Size of the applied sample (100 or 1000 or 10 000)? In case of local case studies also relate the sample size to the total number of considered buildings.
|  | ► | What is the rate of return for the most important questions?
|  | ► | How do you assess the data quality? (in terms of uncertainties of the measured information; only in words, not quantitative)
|  | ► | Is data deemed as representative or might it be biased?
|  | ► | Is data up-to-date?
Scenario Indicators
Report the respective indicators for the trend scenario and if possible for 1 to 2 additional scenarios.
|  | ► | Provide information on the starting year (basic case) and the end year (e.g. 2050) and at least 1-2 additional years in between. In some case studies the partners differentiated between the “basic case” and the current state 2015 (for example if the basic case is based on a survey implemented some years ago). Here it is necessary to provide the numbers for both states (please note, that this may require in some cases an additional column on the left side in the summary indicators tables from SR2/3).
|  | ► | The data of the basic case and of the scenarios are shown as “one value for the whole stock”, that means they are not split for different building types. But the total values of the basic case must correspond to the values in the sheet "Basic Case Details", that means they must be appropriate mean values (e.g. weighted by living space, another reference area or dwelling number) of the “average buildings”.
|  | ► | Two different approaches can be chosen:
- Relate the data to the complete building stock (including new buildings).
- Relate the data to the existing building stock of a certain year only (e.g. the year of the basic case) and follow this building stock over time.
|  | ► | In both cases indicate the building stock in the lines at the top of the table:
e.g. bs 2030 = Building Stock of the year 2030 (including new buildings)
bs..2012¦2030 = Buildings constructed until 2012 in the year 2030. Give a short explanation of that indicator
|  | ► | In both cases: give at least some additional short textual explanation of the assumed development in the new building sector (which insulation standards are achieved? Which heat supply systems are applied?). Alternatively also separate detailed tables of the new buildings subset of the building stock may be provided, if you like.
|  | ► | Give at least some additional short textual explanation of the development in the higher-level electricity and district heating sector, as far as applicable (but also indicate if there are no changes assumed). This also might help to understand the development of the summary indicator carbon dioxide emission per produced heat.
Energy Balance Indicators
Enter the results of the two scenario calculations for the different years. The values should be identical to those displayed in the Synthesis Reports SR 2 and 3.
"Basic Case Details -" Scenario and Energy Balance Indicators by Building Type
The basic cases of all EPISCOPE scenario calculations are documented in form of "average buildings" in the TABULA Webtool (http://webtool.building-typology.eu) area "Building Stocks". The most important input data are identical to the monitoring indicators. The current version of the "average buildings" datasets can be found in sheet "Source TABULA.xlsm - Basic Case" of this workbook. You can directly copy and paste the rows containing your case study values from there into the sheet "Basic Case Details".
Summary Indicators
The summary indicators are designed to give a first and basic overview of the results of scenario analysis of residential building stocks. The format is binding - in contrast to the other indicators. You will find the detailed definitions and further explanations in the EPISCOPE report "Application of Energy Performance Indicators for Residential Building Stocks" (www.episcope.eu/communication/download/)
Energy Performance Indicator Tracking Schemes for the Continuous Optimisation of Refurbishment Processes in European Housing Stocks
Co-funded by the Intelligent Energy Europe Programme of the European Union
| Contract N°: |  |  | IEE/12/695/SI2.644739 – EPISCOPE
| Coordinator: |  |  | Institut Wohnen und Umwelt, Darmstadt / Germany
| Project duration: |  |  | April 2013 - March 2016
The sole responsibility for the content of this deliverable lies with the authors. It does not necessarily reflect the opinion of the European Union. Neither the EASME nor the European Commission are responsible for any use that may be made of the information contained therein.

## Data Info
EPISCOPE Case Studies - Documentation of Energy Performance Indicators
General Information
General Information about the monitoring and scenario data documented in this workbook
|  | Country |  | CY | Cyprus
|  | Building stock |  | Housing Stock of the Cyprus Land Development Corporation (CLDC)
|  | Person in charge |  | Despina Serghides
|  |  | Organisation | CUT - Cyprus University of Technology
|  |  | Address | 30 Archbishop Kyprianou Str. - 3036 Limassol
|  |  | Country | CYPRUS
|  |  | URL | www.cut.ac.cy
|  | Date |  | 2016-02-01
Documented study
|  |  | Reference | Prof. Dr. Despina Serghides, Arch. Stella Dimitriou, Dr. Martha Katafygiotou, Arch. Marina Markides: Scenario analysis and monitoring in terms of long-term climate protection goals in Cyprus housing stock - National Progres report in the context of the European project EPISCOPE, Cyprus University of Technology, Limassol, Cyprus, September 2015.
Explanations
Monitoring Indicators
The monitoring indicators are based on a representative survey of more than 100 Cyprus dwellings of the Cyprus Land Development Corporation (CLDC), representing a 4,2% of the total stock, which reflects the state of the residential stock of the CLDC, at the end of 2014. The statisitcal error was calculated with an online tool [2]. The energy consumption data was based on real consumption data, (electricity consumption in kWh/month) provided by the Electricity Authority of Cyprus (EAC), after obtaining the consent of the owners. From these data, the energy needed for heating and cooling was concluded for the different typologies and the various chronological periods. Due to the absence of other comparable data sources, the starting point of scenario calculations (“basic case”) was chosen as the year 2014, widely based on the monitoring data mentioned above.
A detailed description of the data situation in Cyprus can be found in the EPISCOPE Synthesis Report SR4 [3].
Scenario Indicators
|  | Scenario <1> |  | "Trend"
The Trend Scenario is based on the assumpltion that the current refurbishment trends, as documented in the monitoring indicators, will continue with the same rate in the future. The Trend Scenario is widely based on the building stock modernisation trends observed in 2014 by the survey conducted. This trend was extrapolated until 2050 assuming nZEB standards with electricity consumption for heating and cooling, for all the dwellings built after 2020.
|  | Scenario <2> |  | "Moderate"
The Moderate Scenario is based on a moderate envelope refurbishment for the old buildings (constructed prior to 2006), in order to reach the minimum energy requirements as described in Directive 568/2007, applied together with RES (Solar Thermal) for the heating and cooling supply of all the refurbished buildings and those (nZEB standards) constructed after 2020. The refurbishment rates, while progressing from 2020 to 2050, are four to five times higher than the observed ones.
|  | Scenario <3> |  | "Ambitious"
This scenario is designed to attain the climate protection targets of the Cyprus government. The Ambitious Scenario is a case where nZEB level envelope refurbishment was considered both for the old and the new building stocks, with RES (Solar Thermal + PVs) for both the heating and cooling supply. In this Scenario major contribution of renewable energy in the electricity produced in the public grid was considered and the refurbishment rates, while moving from 2020 to 2050, are four to six times higher than the observed ones.
Further Explanations
The numbers are documented for the existing building stock of the year 2014, that means for those buildings, which were constructed until 2014. National Base Year 2005: For the National targets of reduction in CO2 emissions, the energy profile of the stock in 2005 was investigated. This corresponds to the energy consumption of the old building stock, contructed prior to the launching of the first minimum energy requirements Directive in Cyprus. Regarding the building stock subgroups (bs), the "bs 2005¦2050" is the subset of the residential building stock of the year 2050 which includes the buildings, which were constructed until 2005. The number of buildings and dwellings and the living space increase at a rate of 2%, per year. Insulation levels: The U-values are divided into 4 levels, from level 0 to level 3. Level 3, which is the highest, strictest, limit, corresponds to the NZEB standards as set by the Directive 366/2014 and level 0, corresponds to the U-value of a typical uninsulated element. The two, intermediate levels, 1 and 2 are specified by the minimum requirements for the U-values as set by the Directive 466/2009.
The buildings to be constructed in the future were divided in two categories, with construction characteristics based on the energy standards to be followed, specified by the Ministry Directives; a) 2014 – 2020 (improved, compared with the current, minimum requirements) and b) 2020 onwards (nZEB standard). For the reduction of the CO2 emissions, both heating and cooling emissions were considered. The energy consumption of the dwellings was calculated through dynamic simulations and it was compared with the actual electricity consumption, obtained from the Electricity Authority of Cyprus (EAC) given the consent of the owners. From the comparison between the real energy consumption (in kWh/m2) and the simulation results, a correlation factor was extracted which was used assisted to estimate the impact of the refurbishments and the energy performance of the new dwellings. The modeling tool used throughout this study for the energy performance calculation is the iSBEM-cy, which is the governmental software for the issuance of Energy Performance Certificates. This is the official governmental software in Cyprus used for the categorization of energy efficiency in buildings and the calculation of CO2 emissions. In order to complete the energy balance database for heating, taking into consideration the percentage of the use of each carrier (electricity, oil, gas and wood) in the total housing stock, the assumption that the owner would spent the same amount of money for each fuel as for electricity, was made.
More details are dumented in the appendix of the Cypriot case study report [1].
Energy Balance Indicators
The numbers are related to the complete building stock of the respective year (including new buildings constructed from 2014 onwards). The total heat demand Qtotal includes the energy need for heating and hot water supply. It corresponds to the energy paid by the owner, therefore including the losses of heat distribution and storage in the buildings.
Basic Case Details - Scenario and Energy Balance Indicators by Building Type
6 building types are used for the definition of the TABULA "average buildings", referring to 3 building size classes (Single-Family House, Terrace-Family House and Multi-Family House) and 2 construction year classes (1981-2006 and 2007-2013)
Summary Indicators
Detailed information about the summary indicators can be found in the description of the Cypriot case study of EPISCOPE Synthesis Report SR2 [4].
References
| [1] | Prof. Dr. Despina Serghides, Arch. Stella Dimitriou, Dr. Martha Katafygiotou, Arch. Marina Markides: Scenario analysis and monitoring in terms of long-term climate protection goals in Cyprus housing stock - National Progres report in the context of the European project EPISCOPE, Cyprus University of Technology, Limassol, Cyprus, September 2015
http://episcope.eu/fileadmin/episcope/public/docs/pilot_actions/CY_EPISCOPE_LocalCaseStudy_CUT.pdf
| [2] | Despina K. Serghides, Stella Dimitriou, Martha C. Katafygiotou & Chryso Chatzinikola, 2016, “Monitoring Indicators of the Building Envelope for the Optimisation of the Refurbishment Processes”, Article in International Journal of Contemporary Architecture, The New ARCH, Online published April 2016.
http://the-new-arch.net/
| [3] | Prof. Dr. Despina Serghides, Arch. Stella Dimitriou, Dr. Martha Katafygiotou: Tracking of Energy Performance Indicators in Residential Building Stocks – Different Approaches and Common Results. EPISCOPE Synthesis Report No. 4, Cyprus University of Technology, Limassol, 2016
www.episcope.eu/communication/download/
| [4] | Prof. Dr. Despina Serghides, Arch. Stella Dimitriou, Dr. Martha Katafygiotou: Scenario Analyses Concerning Energy Efficiency and Climate Protection in Local Residential Building Stocks Examples from Eight European Countries – EPISCOPE Synthesis Report No. 2”, Cyprus University of Technology, Limassol, 2016
www.episcope.eu/communication/download/

## Monitoring Indicators
Monitoring Indicators
General Remarks:
Data from the Cyprus Land Development Corporation (CLDC) housing stock
M.1 Basic data of the building stock | Complete building stock | Old building stock | New buildings
| bs 2014 | bs 1981-2006/2014 | bs 2007-2013/2014
number of buildings | 606 | 513 | 93
number of dwellings/units | 2484 | 2006 | 478
national reference area [m²] | 261680 | 209739 | 51941
sources / remarks
Explanation of the type of reference area: Living area
M.2.1 Building insulation: basic information about state and trends of fabric improvement
| Complete building stock | Old building stock
Roofs / upper floor ceilings | bs 2014 | bs 1981-2006/2014 | percentages related to…
insulation improved (cases) | 6.52% | 8.93% | no. of dwellings
insulation improved (fabric surface) |  |  | total roof area
average thickness of improved insulation |  | 4cm
annual rate of insulation improvement (cases) | 0.41%/a | 0.45%/a | no. of dwellings
annual rate of insulation improvement (fabric surface) |  |  | total roof area
average thickness of insulation (recent modernisation) |  | 4cm | last decade
Windows
insulation improved (cases) | 18.27% | 50% | no. of dwellings
thermal quality improved (fabric surface) |  |  | total windows area
average quality of improved windows |  | 3.2K/m2K
annual rate of insulation improvement (cases) | 1.14%/a | 2.27%/a | no. of dwellings
annual rate of insulation improvement (fabric surface) |  |  | total windows area
average quality of improved windows (recent modernisation) |  | 3.2K/m2K | last decade
Sources / remarks
Source: Despina K. Serghides, Stella Dimitriou, Martha C. Katafygiotou & Chryso Chatzinikola, 2016, “Monitoring Indicators of the Building Envelope for the Optimisation of the Refurbishment Processes”, Article in International Journal of Contemporary Architecture, The New ARCH, Online published April 2016.
M.2.2 Building insulation: Detailed information of the actual state
| Complete building stock | Old building stock | New buildings
levels of wall insulation (area-weigthed):
level 0 (U > 1,5 W/m²K) | 80.73% | 100% | -
level 1 (1,5 W/m²K >= U > 0,85 W/m²K) | 19.27% | - | 100%
level 2 (0,85 W/m²K >= U > 0,40 W/m²K) | - | - | -
level 3 (U <= 0,40 W/m²K ) | - | - | -
roofs / upper floor ceilings
level 0 (U > 2,0 W/m²K) | 73.52% | 91.07% | -
level 1 (2,0 W/m²K >= U > 0,75 W/m²K) | - | - | -
level 2 (0,75 W/m²K >= U > 0,4 W/m²K) | 26.48% | 8.93% | 100%
level 3 (U <= 0,40 W/m²K ) | - | - | -
ground floors / cellar ceilings
level 0 (U > 2,0 W/m²K) | 52.28% | 48.6% | 68%
level 1 (2,0 W/m²K >= U > 0,75 W/m²K) | 47.72% | 51.4% | 32%
level 2 (0,75 W/m²K >= U > 0,40 W/m²K) | - | - | -
level 3 (U <= 0,40 W/m²K ) | - | - | -
pilotis
level 0 (U > 2,0 W/m²K) | 70.77% | 100% | -
level 1 (2,0 W/m²K >= U > 0,75 W/m²K) | - | - | -
level 2 (0,75 W/m²K >= U > 0,4 W/m²K) | 29.23% | - | 100%
level 3 (U <= 0,40 W/m²K ) | - | - | -
windows
level 0 (U > 6,0 W/m²K) | 33.61% | 41.63% | -
level 1 (6,0 W/m²K >= U > 3,8 W/m²K) | - | - | -
level 2 (3,8 W/m²K >= U > 2,25 W/m²K) | 66.4% | 58.37% | 100%
level 3 (U <= 2,25 W/m²K ) | - | - | -
Sources / remarks
Source: Despina K. Serghides, Stella Dimitriou, Martha C. Katafygiotou & Chryso Chatzinikola, 2016, “Monitoring Indicators of the Building Envelope for the Optimisation of the Refurbishment Processes”, Article in International Journal of Contemporary Architecture, The New ARCH, Online published April 2016.
M.3.1 Main Heat Supply Systems for Space Heating
|  | state of the building stock |  | modernisation
| Complete building stock | Old building stock | New buildings | Complete building stock
M.3.1.1 Centralisation of space heating system |  |  |  | net modernisation rates*
district heating
building / apartment heating | 17.47% | 21.2% | 2.5% | -0.8905%
room heating | 82.53% | 78.8% | 97.5% | 0.8905%
M.3.1.2 Main energy carrier for space heating |  |  |  | net modernisation rates*
district heating
gas (natural / liquid gas) | 26.6% | 28% | 20.5% | -0.3571%
oil | 7.3% | 5.05% | 16.77% | 0.5581%
coal
wood/biomass | 6% | 6.82% | 2.5% | -0.2057%
electricity | 60.14% | 60.13% | 60.3% | 0.008095%
M.3.1.3. Main heat generation system for space heating |  |  |  | gross modernisation rates*
independent systems of fossil fuels combustion | 31.44% | 30.3% | 36.02%
centralised combustion of fossil fuels (condensing boilers) | 2.472% | 2.78% | 1.24%
combustion of wood/biomass: "level 0" systems: simple/old/unefficient stoves and boilers (mostly split log) | 6% | 6.82% | 2.5%
centralised electrical heating | 15% | 18.4% | 1.2%
direct electric heating | 6.85% | 7.3% | 4.97%
electric heat pumps / split units | 38.3% | 34.3% | 54%
Sources / remarks
*) explanation of gross/net rates: gross rates: e.g. all new heating generation systems are considered (e.g. also if the same type is installed again), net rates: only the net growth/decline of system types and energy carriers is considered. Accordingly the gross rates of all heat generation systems sum up to the complete modernisation rate of heat generation systems in the observed building stock, whereas net modernisation rates always add up to zero.
A 19% of the dwellings surveyed do not have installed any system for heat generation.
M.3.2 Special Systems (additional systems of special interest for domestic hot water supply)
|  | state of the building stock |  | modernisation trends (gross rates)
| Complete building stock | Old building stock | New buildings | Complete building stock
solar thermal systems
...for hot water supply only (Thermosiphon system) | 100% | 100% | 100% | 0%
...for heating and hot water supply
Sources / remarks
M.3.3 Main System of Hot Water Supply
apart from additional solar thermal systems (see above)
| Complete building stock | Old building stock | New buildings
M.3.3.1 Main Energy carrier for hot water supply
electricity | 100% | 100% | 100%
M.3.3.2 Main heat generation system for hot water supply
separate system of hot water generation:
- electric heat generation (combined with solar thermal collectors) | 100% | 100% | 100%
Sources / remarks
The electric element is used as a back up to the solar thermal system
M.4 Final Energy balance: Measured values | Surveyed building stock (65 dwellings) | related to the area of the surveyed stock
energy consumption in kWh/a |  | kWh/(m²a)
electric energy (used for all energy needs) | 7.0012 | 35.1
Sources / remarks
Measured mean values (Final energy consumption) from 65 dwellings for the period 2010-2014
M.5 Operating information
Complete building stock
bs2015
Directly heated part of the reference floor area | 50 | in %
Daily operating time of heating system | 3 to 7 | h/d
Set-point temperature heating system |  | °C
Average temperature directly heated part |  | °C (heating period)
Average temperature not directly heated part |  | °C (heating period)
Climate dataset | Cyprus climate
Length of heating period | 67 | d/a (below 12 °C)
Average external air temperature during heating period | 12.1 | °C

## Scenario Indicators <Trend>
Scenario Indicators <Trend>
State Indicators
e.g. Scenario A / Trend |  |  |  |  | Remarks
| 2015 (Basic Case) | 2020 | 2030 | 2050
| bs2015 | bs…2015¦2020 | bs…2015¦2030 | bs…2015¦2050
Number of buildings | 606 |  |  |  | No demolition rate is considered, since the oldest dwellings were constructed in 1981.
Number of dwellings | 2484
National reference area [m²] | 261680
TABULA/EPISCOPE reference area [m²] | 261680
Building insulation: state of modernisation
Walls |  |  |  |  | percentages related to ....
insulation improved (cases)* | 0% | 1.8% | 5.5% | 12.7% | no. of dwellings
insulation improved (fabric surface)** |  |  |  |  | total wall area
Roofs / upper floor ceilings |  |  |  |  | percentages related to ....
insulation improved (from original state) | 6.5% | 8.3% | 12% | 19.2% | no. of dwellings
insulation improved (area-weighted) |  |  |  |  | total roof area
Ground floors / cellar ceilings |  |  |  |  | percentages related to ....
insulation improved (from original state) | 0% | 0% | 0% | 0% | no. of dwellings
insulation improved (area-weighted) |  |  |  |  | total ground floor area
Pilotis |  |  |  |  | percentages related to ....
insulation improved (from original state) | 0% | 1.6% | 4.8% | 11.1% | no. of dwellings
insulation improved (area-weighted) |  |  |  |  | total ground floor area
Windows |  |  |  |  | percentages related to ....
insulation improved (from original state) | 18.3% | 20.1% | 23.8% | 31% | no. of dwellings
insulation improved (area-weighted) |  |  |  |  | total windows area
Building insulation: Detailed information
levels of wall insulation (area-weigthed): |  |  |  |  | percentages related to....
level 0 (U > 1,5 W/m²K) | 80.73% | 78.93% | 75.23% | 68.03% | no. of dwellings
level 1 (1,5 W/m²K >= U > 0,85 W/m²K) | 19.27% | 21.07% | 24.77% | 31.97%
level 2 (0,85 W/m²K >= U > 0,40 W/m²K) | 0% | 0% | 0% | 0%
level 3 (U <= 0,40 W/m²K ) | 0% | 0% | 0% | 0%
levels of roof insulation/ upper roof ceilings: |  |  |  |  | percentages related to....
level 0 (U > 2,0 W/m²K) | 73.52% | 71.72% | 68.02% | 60.82% | no. of dwellings
level 1 (2,0 W/m²K >= U > 0,75 W/m²K) | 0% | 0% | 0% | 0%
level 2 (0,75 W/m²K >= U > 0,4 W/m²K) | 26.48% | 28.28% | 31.98% | 39.18%
level 3 (U <= 0,40 W/m²K ) | 0% | 0% | 0% | 0%
levels of ground floor / cellar ceiling insulation (area-weigthed): |  |  |  |  | percentages related to....
level 0 (U > 2,0 W/m²K) | 52.28% | 52.28% | 52.28% | 52.28% | no. of dwellings
level 1 (2,0 W/m²K >= U > 0,75 W/m²K) | 47.72% | 47.72% | 47.72% | 47.72%
level 2 (0,75 W/m²K >= U > 0,40 W/m²K) | 0% | 0% | 0% | 0%
level 3 (U <= 0,40 W/m²K ) | 0% | 0% | 0% | 0%
pilotis |  |  |  |  | percentages related to....
level 0 (U > 2,0 W/m²K) | 70.77% | 69.18% | 65.99% | 59.62% | no. of dwellings
level 1 (2,0 W/m²K >= U > 0,75 W/m²K) | 0% | 0% | 0% | 0%
level 2 (0,75 W/m²K >= U > 0,4 W/m²K) | 29.23% | 30.82% | 34.01% | 40.38%
level 3 (U <= 0,40 W/m²K ) | 0% | 0% | 0% | 0%
levels of window insulation (area-weigthed): |  |  |  |  | percentages related to....
level 0 (U > 6,0 W/m²K) | 33.61% | 31.8% | 28.1% | 20.9% | no. of dwellings
level 1 (6,0 W/m²K >= U > 3,8 W/m²K) | 0% | 0% | 0% | 0%
level 2 (3,8 W/m²K >= U > 2,25 W/m²K) | 66.4% | 68.2% | 71.9% | 79.1%
level 3 (U <= 2,25 W/m²K ) | 0% | 0% | 0% | 0%
Main Heat Supply Systems for Space Heating
Centralisation of space heating system |  |  |  |  | percentages related to....
district heating |  |  |  |  | number of dwellings
building / apartment heating | 17.47% | 15.67% | 11.97% | 4.77%
room heating | 82.53% | 84.33% | 88.03% | 95.23%
Main energy carrier for space heating |  |  |  |  | percentages related to....
district heating |  |  |  |  | number of dwellings
gas (natural / liquid gas) | 26.6% | 26.1% | 25% | 23%
oil | 7.3% | 7.2% | 7% | 6.6%
coal
wood/biomass | 6% | 5.9% | 5.7% | 5.2%
electricity | 60.14% | 60.8% | 62.3% | 65.2%
Main heat generation system for space heating |  |  |  |  | percentages related to....
independent systems of fossil fuels combustion | 31.44% | 30.8% | 29.5% | 27.1% | number of dwellings
centralised combustion of fossil fuels (condensing boilers) | 2.472% | 2.5% | 2.5% | 2.5%
combustion of wood/biomass: "level 0" systems: simple/old/unefficient stoves and boilers (mostly split log) | 6% | 5.9% | 5.7% | 5.2%
centralised electrical heating | 15% | 13.17% | 9.47% | 2.27%
direct electric heating | 6.85% | 7.53% | 9.03% | 11.93%
electric heat pumps / split units | 38.3% | 40.1% | 43.8% | 51%
Special Systems |  |  |  |  | percentages related to....
solar thermal systems |  |  |  |  | number of dwellings
...for hot water supply only | 100% | 100% | 100% | 100%
...for heating and hot water supply
photovoltaic systems
additional systems of special interest for the observed building stock may be defined by the partners
(optional): Main Energy carrier for hot water supply |  |  |  |  | percentages related to....
district heating
gas
oil
coal
wood/biomass
electricity | 100% | 100% | 100% | 100%
(optional:)Main heat generation system for hot water supply |  |  |  |  | percentages related to....
hot water generation combined with heating system:
separate system of hot water generation:
- direct electric heat generation | 100% | 100% | 100% | 100
- electric heat pump
- combustion of fossil fuels
- combustion of wood/biomass
remarks
Operational Indicators
e.g. Scenario A / Trend
| 2015 (Basic Case) | 2020 | 2030 | 2050
| bs2015 | bs…2012¦2020 | bs…2012¦2030 | bs…2012¦2050
Directly heated part of the reference floor area | 50% |  |  |  | in %
Daily operating time of heating system | ≈5 |  |  |  | h/d
Set-point temperature heating system |  |  |  |  | °C
Average temperature directly heated part | 17.44 |  |  |  | °C (heating period) (Χρύσω)
Minimum temperature directly heated part (when not heated) | 14.98 | 14.9962 | 15.0295 | 15.0943 | °C (heating period)
Climate dataset | Cyprus climate
Length of heating period | 67 |  |  |  | d/a (below 12 °C)
Average external air temperature during heating period | 12.1 |  |  |  | °C
The Scheme is here provided for a certain scenario e.g. Scenario A
starting with the basic case (here: 2012) and including the years 2020, 2030, 2050.
Fill in the same table also for 1-2 further scenarios (including the trend scenario if available).
Stick to the draft tables as far as possible,
but individual modifications are possible (give than explanations/remarks).
Data may be related to the complete building stock or to the existing building stock only (e.g. of the basic case).
In this example : only the buildings of the "existing stock" of the basic case (constructed until 2012) are considered.
Further subsets (e.g. new buildings after 2013) may be (but do not need to) be added in separate tables.

## Scenario Indicators <Moderate>
Scenario Indicators <Moderate>
State Indicators
e.g. Scenario B / Moderate |  |  |  |  | Remarks
| 2015 (Basic Case) | 2020 | 2030 | 2050
| bs2015 | bs…2015¦2020 | bs…2015¦2030 | bs…2015¦2050
Number of buildings | 606 |  |  |  | No demolition rate is considered, since the oldest dwellings were constructed in 1981.
Number of dwellings | 2484
National reference area [m²] | 261680
TABULA/EPISCOPE reference area [m²] | 261680
Building insulation: state of modernisation
Walls |  |  |  |  | percentages related to ....
insulation improved (cases)* | 0% | 8.1% | 32.3% | 80.8% | no. of dwellings
insulation improved (fabric surface)** |  |  |  |  | total wall area
Roofs / upper floor ceilings |  |  |  |  | percentages related to ....
insulation improved (from original state) | 6.5% | 14.6% | 38.8% | 80.8% | no. of dwellings
insulation improved (area-weighted) |  |  |  |  | total roof area
Ground floors / cellar ceilings |  |  |  |  | percentages related to ....
insulation improved (from original state) | 0% | 0% | 0% | 0% | no. of dwellings
insulation improved (area-weighted) |  |  |  |  | total ground floor area
Pilotis
insulation improved (from original state) | 0% | 7.1% | 28.3% | 70.8%
insulation improved (area-weighted)
Windows |  |  |  |  | percentages related to ....
insulation improved (from original state) | 18.3% | 26.4% | 50.6% | 80.8% | no. of dwellings
insulation improved (area-weighted) |  |  |  |  | total windows area
Building insulation: Detailed information
levels of wall insulation (area-weigthed): |  |  |  |  | percentages related to....
level 0 (U > 1,5 W/m²K) | 80.73% | 72.63% | 48.43% | 0% | no. of dwellings
level 1 (1,5 W/m²K >= U > 0,85 W/m²K) | 19.27% | 27.37% | 51.57% | 100%
level 2 (0,85 W/m²K >= U > 0,40 W/m²K) | 0% | 0% | 0% | 0%
level 3 (U <= 0,40 W/m²K ) | 0% | 0% | 0% | 0%
levels of roof insulation/ upper roof ceilings: |  |  |  |  | percentages related to....
level 0 (U > 2,0 W/m²K) | 73.52% | 65.42% | 41.22% | 0% | no. of dwellings
level 1 (2,0 W/m²K >= U > 0,75 W/m²K) | 0% | 0% | 0% | 0%
level 2 (0,75 W/m²K >= U > 0,4 W/m²K) | 26.48% | 34.58% | 58.78% | 100%
level 3 (U <= 0,40 W/m²K ) | 0% | 0% | 0% | 0%
levels of ground floor / cellar ceiling insulation (area-weigthed): |  |  |  |  | percentages related to....
level 0 (U > 2,0 W/m²K) | 52.28% | 52.28% | 52.28% | 52.28% | no. of dwellings
level 1 (2,0 W/m²K >= U > 0,75 W/m²K) | 47.72% | 47.72% | 47.72% | 47.72%
level 2 (0,75 W/m²K >= U > 0,40 W/m²K) | 0% | 0% | 0% | 0%
level 3 (U <= 0,40 W/m²K ) | 0% | 0% | 0% | 0%
pilotis |  |  |  |  | percentages related to....
level 0 (U > 2,0 W/m²K) | 70.77% | 63.69% | 42.46% | 0% | no. of dwellings
level 1 (2,0 W/m²K >= U > 0,75 W/m²K) | 0% | 0% | 0% | 0%
level 2 (0,75 W/m²K >= U > 0,4 W/m²K) | 29.23% | 36.31% | 57.54% | 100%
level 3 (U <= 0,40 W/m²K ) | 0% | 0% | 0% | 0%
levels of window insulation (area-weigthed): |  |  |  |  | percentages related to....
level 0 (U > 6,0 W/m²K) | 33.61% | 25.5% | 1.3% | 0% | no. of dwellings
level 1 (6,0 W/m²K >= U > 3,8 W/m²K) | 0% | 0% | 0% | 0%
level 2 (3,8 W/m²K >= U > 2,25 W/m²K) | 66.4% | 74.5% | 98.7% | 100%
level 3 (U <= 2,25 W/m²K ) | 0% | 0% | 0% | 0%
Main Heat Supply Systems for Space Heating
Centralisation of space heating system |  |  |  |  | percentages related to....
district heating
building / apartment heating | 17.47% | 25.57% | 49.77% | 98.27% | number of dwellings
room heating | 82.53% | 74.43% | 50.23% | 1.73%
Main energy carrier for space heating |  |  |  |  | percentages related to....
district heating | 0% | 0% | 0% | 0%
gas (natural / liquid gas) | 26.6% | 24.3% | 17.5% | 4% | number of dwellings
oil | 7.3% | 6.8% | 5.6% | 3.2%
coal | 0% | 0% | 0% | 0%
wood/biomass | 6% | 5.5% | 3.8% | 0.5%
electricity | 60.14% | 63.4% | 73.1% | 92.3%
Main heat generation system for space heating |  |  |  |  | percentages related to....
independent systems of fossil fuels combustion | 31.44% | 28.63% | 20.63% | 1.23% | no. of dwellings
centralised combustion of fossil fuels (condensing boilers) | 2.472% | 2.47% | 2.47% | 5.97%
combustion of wood/biomass: "level 0" systems: simple/old/unefficient stoves and boilers (mostly split log) | 6% | 5.5% | 3.8% | 0.5%
centralised electrical heating | 15% | 23.1% | 47.3% | 92.3%
direct electric heating | 6.85% | 5.757% | 3.686% | 0%
electric heat pumps / split units | 38.3% | 34.54% | 22.11% | 0%
Special Systems |  |  |  |  | percentages related to....
solar thermal systems |  |  |  |  | no. of dwellings
...for hot water supply only | 100% | 91.9% | 67.7% | 19.2%
...for heating and hot water supply | 0% | 8.1% | 32.3% | 80.8%
photovoltaic systems
additional systems of special interest for the observed building stock may be defined by the partners
(optional): Main Energy carrier for hot water supply |  |  |  |  | percentages related to....
district heating |  |  |  |  | no. of dwellings
gas
oil
coal
wood/biomass
electricity | 100% | 100% | 100% | 100%
(optional:)Main heat generation system for hot water supply |  |  |  |  | percentages related to....
hot water generation combined with heating system: |  |  |  |  | no. of dwellings
separate system of hot water generation:
- direct electric heat generation | 100% | 100% | 100% | 100
- electric heat pump
- combustion of fossil fuels
- combustion of wood/biomass
remarks
Operational Indicators
e.g. Scenario B / Moderate
| 2015 (Basic Case) | 2020 | 2030 | 2050
| bs2015 | bs…2012¦2020 | bs…2012¦2030 | bs…2012¦2050
Directly heated part of the reference floor area | 50% |  |  |  | in %
Daily operating time of heating system | ≈5 |  |  |  | h/d
Set-point temperature heating system |  |  |  |  | °C
Average temperature directly heated part | 17.4 |  |  |  | °C (heating period)
Minimum temperature directly heated part (when not heated) | 14.98 | 15.0529 | 15.2115 | 15.7 | °C (heating period)
Climate dataset | Cyprus climate
Length of heating period | 67 |  |  |  | d/a (below 12 °C)
Average external air temperature during heating period | 12.1 |  |  |  | °C
The Scheme is here provided for a certain scenario e.g. Scenario A
starting with the basic case (here: 2012) and including the years 2020, 2030, 2050.
Fill in the same table also for 1-2 further scenarios (including the trend scenario if available).
Stick to the draft tables as far as possible,
but individual modifications are possible (give than explanations/remarks).
Data may be related to the complete building stock or to the existing building stock only (e.g. of the basic case).
In this example : only the buildings of the "existing stock" of the basic case (constructed until 2012) are considered.
Further subsets (e.g. new buildings after 2013) may be (but do not need to) be added in separate tables.

## Scenario Indicators <Ambitious>
Scenario Indicators <Ambitious nZEB>
State Indicators
e.g. Scenario C / Ambitious nZEB |  |  |  |  | Remarks
| 2015 (Basic Case) | 2020 | 2030 | 2050
| bs2015 | bs…2015¦2020 | bs…2015¦2030 | bs…2015¦2050
Number of buildings | 606 |  |  |  | No demolition rate is considered, since the oldest dwellings were constructed in 1981.
Number of dwellings | 2484
National reference area [m²] | 261680
TABULA/EPISCOPE reference area [m²] | 261680
Building insulation: state of modernisation
Walls |  |  |  |  | percentages related to ....
insulation improved (cases)* | 0% | 9% | 36.2% | 100% | no. of dwellings
insulation improved (fabric surface)** |  |  |  |  | total wall area
Roofs / upper floor ceilings |  |  |  |  | percentages related to ....
insulation improved (from original state) | 6.5% | 15.5% | 42.7% | 100% | no. of dwellings
insulation improved (area-weighted) |  |  |  |  | total roof area
Ground floors / cellar ceilings |  |  |  |  | percentages related to ....
insulation improved (from original state) | 0% | 0% | 0% | 0% | no. of dwellings
insulation improved (area-weighted) |  |  |  |  | total ground floor area
Pilotis |  |  |  |  | percentages related to ....
insulation improved (from original state) | 0% | 8.538% | 34.15% | 100% | no. of dwellings
insulation improved (area-weighted) |  |  |  |  | total ground floor area
Windows |  |  |  |  | percentages related to ....
insulation improved (from original state) | 18.3% | 27.3% | 54.5% | 100% | no. of dwellings
insulation improved (area-weighted) |  |  |  |  | total windows area
Building insulation: Detailed information
levels of wall insulation (area-weigthed): |  |  |  |  | percentages related to....
level 0 (U > 1,5 W/m²K) | 80.73% | 72.66% | 48.44% | 0% | no. of dwellings
level 1 (1,5 W/m²K >= U > 0,85 W/m²K) | 19.27% | 18.31% | 15.42% | 0%
level 2 (0,85 W/m²K >= U > 0,40 W/m²K) | 0% | 0% | 0% | 0%
level 3 (U <= 0,40 W/m²K ) | 0% | 9% | 36.2% | 100%
levels of roof insulation/ upper roof ceilings: |  |  |  |  | percentages related to....
level 0 (U > 2,0 W/m²K) | 73.52% | 65.47% | 41.22% | 0% | no. of dwellings
level 1 (2,0 W/m²K >= U > 0,75 W/m²K) | 0% | 0% | 0% | 0%
level 2 (0,75 W/m²K >= U > 0,4 W/m²K) | 26.48% | 25.53% | 22.63% | 0%
level 3 (U <= 0,40 W/m²K ) | 0% | 9% | 36.15% | 100%
levels of ground floor / cellar ceiling insulation (area-weigthed): |  |  |  |  | percentages related to....
level 0 (U > 2,0 W/m²K) | 52.28% | 52.28% | 52.28% | 52.28% | no. of dwellings
level 1 (2,0 W/m²K >= U > 0,75 W/m²K) | 47.72% | 47.72% | 47.72% | 47.72%
level 2 (0,75 W/m²K >= U > 0,40 W/m²K) | 0% | 0% | 0% | 0%
level 3 (U <= 0,40 W/m²K ) | 0% | 0% | 0% | 0%
pilotis |  |  |  |  | percentages related to....
level 0 (U > 2,0 W/m²K) | 70.77% | 63.69% | 42.46% | 0% | no. of dwellings
level 1 (2,0 W/m²K >= U > 0,75 W/m²K) | 0% | 0% | 0% | 0%
level 2 (0,75 W/m²K >= U > 0,4 W/m²K) | 29.23% | 27.77% | 23.38% | 0%
level 3 (U <= 0,40 W/m²K ) | 0% | 8.538% | 34.15% | 100%
levels of window insulation (area-weigthed): |  |  |  |  | percentages related to....
level 0 (U > 6,0 W/m²K) | 33.61% | 25.56% | 1.31% | 0% | no. of dwellings
level 1 (6,0 W/m²K >= U > 3,8 W/m²K) | 0% | 0% | 0% | 0%
level 2 (3,8 W/m²K >= U > 2,25 W/m²K) | 66.4% | 65.45% | 62.55% | 0%
level 3 (U <= 2,25 W/m²K ) | 0% | 8.99% | 36.14% | 100%
Main Heat Supply Systems for Space Heating
Centralisation of space heating system |  |  |  |  | percentages related to....
district heating
building / apartment heating | 17.47% | 8.47% | 0% | 0% | number of dwellings
room heating | 82.53% | 91.53% | 100% | 100%
Main energy carrier for space heating |  |  |  |  | percentages related to....
district heating |  |  |  |  | number of dwellings
gas (natural / liquid gas) | 26.6% | 24.1% | 16.7% | 0%
oil | 7.3% | 6.7% | 5% | 0%
coal
wood/biomass | 6% | 5.5% | 3.7% | 0%
electricity | 60.14% | 63.7% | 74.6% | 100%
Main heat generation system for space heating |  |  |  |  | percentages related to....
independent systems of fossil fuels combustion | 31.44% | 28.8% | 21.7% | 0% | number of dwellings
centralised combustion of fossil fuels (condensing boilers) | 2.472% | 2% | 0% | 0%
combustion of wood/biomass: "level 0" systems: simple/old/unefficient stoves and boilers (mostly split log) | 6% | 5.5% | 3.7% | 0%
centralised electrical heating | 15% | 6.47% | 0% | 0%
direct electric heating | 6.85% | 9.93% | 0.1% | 0%
electric heat pumps / split units | 38.3% | 47.3% | 74.5% | 100%
Special Systems |  |  |  |  | percentages related to....
solar thermal systems |  |  |  |  | number of dwellings
...for hot water supply only | 100% | 91% | 63.8% | 0%
...for heating and hot water supply | 0% | 9% | 36.2% | 100%
photovoltaic systems | 0% | 9% | 36.2% | 100%
additional systems of special interest for the observed building stock may be defined by the partners
(optional): Main Energy carrier for hot water supply |  |  |  |  | percentages related to....
district heating |  |  |  |  | number of dwellings
gas
oil
coal
wood/biomass
electricity | 100% | 100% | 100% | 100%
(optional:)Main heat generation system for hot water supply |  |  |  |  | percentages related to....
hot water generation combined with heating system: |  |  |  |  | number of dwellings
separate system of hot water generation:
- direct electric heat generation | 100% | 100% | 100% | 100
- electric heat pump
- combustion of fossil fuels
- combustion of wood/biomass
remarks
Operational Indicators
e.g. Scenario C / Ambitious nZEB
| 2015 (Basic Case) | 2020 | 2030 | 2050
| bs2015 | bs…2012¦2020 | bs…2012¦2030 | bs…2012¦2050
Directly heated part of the reference floor area | 50% |  |  |  | in %
Daily operating time of heating system | ≈5 |  |  |  | h/d
Set-point temperature heating system |  |  |  |  | °C
Average temperature directly heated part | 17.4 |  |  |  | °C (heating period)
Minimum temperature directly heated part (when not heated) | 14.98 |  |  |  | °C (heating period)
Climate dataset | Cyprus climate
Length of heating period | 67 |  |  |  | d/a (below 12 °C)
Average external air temperature during heating period | 12.1 |  |  |  | °C
The Scheme is here provided for a certain scenario e.g. Scenario A
starting with the basic case (here: 2012) and including the years 2020, 2030, 2050.
Fill in the same table also for 1-2 further scenarios (including the trend scenario if available).
Stick to the draft tables as far as possible,
but individual modifications are possible (give than explanations/remarks).
Data may be related to the complete building stock or to the existing building stock only (e.g. of the basic case).
In this example : only the buildings of the "existing stock" of the basic case (constructed until 2012) are considered.
Further subsets (e.g. new buildings after 2013) may be (but do not need to) be added in separate tables.

## Energy Balance <Trend>
Energy Balance Indicators <Trend>
Scenario Trend, all values in MWh/yr (106 kWh/yr) - For Cyprus |  | 2005 (Base Year) | 2015 (Basic Case) | 2020 | 2030 | 2050
|  | bs2005 | bs2015 | bs2020 | bs2030 | bs2050
TABULA/EPISCOPE reference area [10^6 m²] |  | 0.21467 | 0.26168 | 0.28892 | 0.35219 | 0.52333
Required heat amounts
Qnd | Net heat need (space heating and DHW)*
Qtotal | Supplied heat (space heating and DHW)** | 11.2058 | 12.6336 | 13.2783 | 14.7437 | 18.8766
Final energy demand by energy carrier (delivered energy, gross calorific value)
1 | natural gas | 0 | 0 | 0 | 0 | 0
2 | liquid gas | 1.59 | 1.64 | 1.61 | 1.54 | 1.39
3 | oil | 0.353 | 0.37 | 0.36 | 0.34 | 0.31
4 | coal | 0 | 0 | 0 | 0 | 0
5 | wood / biomass | 1.944 | 2.01 | 1.97 | 1.88 | 1.7
6 | district heating | 0 | 0 | 0 | 0 | 0
7 | electric energy (used for heat supply from the grid) | 3.07 | 3.38 | 3.56 | 3.83 | 4.6
Sum of energy carriers (1-7) |  | 6.957 | 7.4 | 7.5 | 7.59 | 8
8 | heat from solar thermal systems | 4.2558 | 5.2336 | 5.7783 | 7.0437 | 10.4666
9 | electric energy produced by pv on site (used for heat supply) | 0 | 0 | 0 | 0.11 | 0.41
Sum of energy carriers and renewable heat (1-10) |  | 11.2128 | 12.6336 | 13.2783 | 14.7437 | 18.8766
CO2 emissions ( in kilotonnes / year) |  | 2.7946 | 2.7338 | 2.7593 | 2.5557 | 2.0693
Remarks:
*) Energy need for heating and DHW
**) Total amount of heat generated by technical installations in the building (for heating and DHW: sum of net heat need + storage losses + distribution and emission losses).
Reference area related values in kWh/(m²a) |  | 2005 (Base Year) | 2015 (Basic Case) | 2020 | 2030 | 2050
Scenario Trend |  | bs2015 |  | bs2020 | bs2030 | bs2050
TABULA/EPISCOPE reference area [10^6m²] |  | 0.21467 | 0.26168 | 0.28892 | 0.35219 | 0.52333
Required heat amounts
Qnd | Net heat need (space heating and DHW)*
Qtotal | Supplied heat (space heating and DHW)** | 52.2329 | 48.2788 | 45.9591 | 41.8634 | 36.0701
Final energy demand by energy carrier (delivered energy, gross calorific value)
1 | natural gas | 0 | 0 | 0 | 0 | 0
2 | liquid gas | 7.4068 | 6.2672 | 5.5726 | 4.3727 | 2.6561
3 | oil | 1.6444 | 1.4139 | 1.246 | 0.9654 | 0.59236
4 | coal | 0 | 0 | 0 | 0 | 0
5 | wood / biomass | 9.0558 | 7.6811 | 6.8186 | 5.3381 | 3.2484
6 | district heating | 0 | 0 | 0 | 0 | 0
7 | electric energy (used for heat supply from the grid) | 14.3011 | 12.9165 | 12.3219 | 10.8749 | 8.7898
Sum of energy carriers (1-7) |  | 32.4081 | 28.2788 | 25.9591 | 21.5511 | 15.2867
8 | heat from solar thermal systems | 19.8248 | 20 | 20 | 20 | 20
9 | electric energy produced by pv on site (used for heat supply) | 0 | 0 | 0 | 0.31233 | 0.78344
Sum of energy carriers and renewable heat (1-10) |  | 52.2329 | 48.2788 | 45.9591 | 41.8634 | 36.0701
CO2 emissions ( in kilotonnes / m² / year) |  | 13.0184 | 10.4471 | 9.5505 | 7.2566 | 3.9541
Remarks:
*) Energy need for heating and DHW
**) Total amount of heat generated by technical installations in the building (for heating and DHW: sum of net heat need + storage losses + distribution and emission losses).
Values related to the reference area
Powers of ten used in the table above
| Area | 6 |  | 1000000 | m²
| Energy | 6 |  | 1000000 | kWh/yr
The Scheme is here provided for a certain scenario e.g. Scenario A.
Starting with the basic case (here: 2012) and including the years 2020, 2030, 2050.
Please, fill in the same table also for 1 or 2 further scenarios (including the trend scenario if available).
Most of the numbers were already provided for the summary indicators (but here: absolute values) and SR 2/3 (final energy)
Current numbers from SR2/SR3 are provided by IWU in sheet "SOURCE SR2+SR3 - Energy Balance".
Please, supplement if possible environmental heat (usually from heat pumps) / heat from solar thermal systems
and a split of Qtotal among old and new buildings (optional).
Stick to the draft table as far as possible.
Individual modifications are possible by providing additional information (in additional lines)
Data is always related to the complete building stock
Further tables for special subsets may be (but do not need to be) added

## Energy Balance <Moderate>
Energy Balance Indicators <Moderate>
Scenario Moderate, all values in MWh/yr (106 kWh/yr) - For Cyprus |  | 2005 (Base Year) | 2015 (Basic Case) | 2020 | 2030 | 2050
|  | bs2005 | bs2015 | bs2020 | bs2030 | bs2050
TABULA/EPISCOPE reference area [10^6 m²] |  | 0.21467 | 0.26168 | 0.28892 | 0.35219 | 0.52333
Required heat amounts
Qnd | Net heat need (space heating and DHW)*
Qtotal | Supplied heat (space heating and DHW)** | 11.2058 | 12.6336 | 12.8715 | 13.0023 | 14.4911
Final energy demand by energy carrier (delivered energy, gross calorific value)
1 | natural gas | 0 | 0 | 0 | 0 | 0
2 | liquid gas | 1.59 | 1.64 | 1.49 | 1.01 | 0
3 | oil | 0.35 | 0.37 | 0.33 | 0.22 | 0
4 | coal | 0 | 0 | 0 | 0 | 0
5 | wood / biomass | 1.94 | 2.01 | 1.82 | 1.23 | 0
6 | district heating | 0 | 0 | 0 | 0 | 0
7 | electric energy (used for heat supply from the grid) | 3.07 | 3.38 | 3.37 | 3.22 | 3.18
Sum of energy carriers (1-7) |  | 6.95 | 7.4 | 7.01 | 5.68 | 3.18
8 | heat from solar thermal systems | 4.2558 | 5.2336 | 5.8615 | 7.3223 | 11.3111
9 | electric energy produced by pv on site (used for heat supply) | 0 | 0 | 0 | 0 | 0
Sum of energy carriers and renewable heat (1-10) |  | 11.2058 | 12.6336 | 12.8715 | 13.0023 | 14.4911
CO2 emissions ( in kilotonnes / year) |  | 2.7946 | 2.7338 | 2.6001 | 2.0419 | 1.0701
Remarks:
*) Energy need for heating and DHW
**) Total amount of heat generated by technical installations in the building (for heating and DHW: sum of net heat need + storage losses + distribution and emission losses).
Reference area related values in kWh/(m²a) |  | 2005 (Base Year) | 2015 (Basic Case) | 2020 | 2030 | 2050
Scenario Moderate |  | bs2015 |  | bs2020 | bs2030 | bs2050
TABULA/EPISCOPE reference area [10^6m²] |  | 0.21467 | 0.26168 | 0.28892 | 0.35219 | 0.52333
Required heat amounts
Qnd | Net heat need (space heating and DHW)*
Qtotal | Supplied heat (space heating and DHW)** | 52.2329 | 48.2788 | 44.5511 | 36.9188 | 27.6901
Final energy demand by energy carrier (delivered energy, gross calorific value)
1 | natural gas | 0 | 0 | 0 | 0 | 0
2 | liquid gas | 7.4068 | 6.2672 | 5.1572 | 2.8678 | 0
3 | oil | 1.6444 | 1.4139 | 1.1422 | 0.62467 | 0
4 | coal | 0 | 0 | 0 | 0 | 0
5 | wood / biomass | 9.0558 | 7.6811 | 6.2994 | 3.4925 | 0
6 | district heating | 0 | 0 | 0 | 0 | 0
7 | electric energy (used for heat supply from the grid) | 14.3011 | 12.9165 | 11.6643 | 9.1429 | 6.0765
Sum of energy carriers (1-7) |  | 32.4081 | 28.2788 | 24.2631 | 16.1278 | 6.0765
8 | heat from solar thermal systems | 19.8248 | 20 | 20.2879 | 20.791 | 21.6137
9 | electric energy produced by pv on site (used for heat supply) | 0 | 0 | 0 | 0 | 0
Sum of energy carriers and renewable heat (1-10) |  | 52.2329 | 48.2788 | 44.5511 | 36.9188 | 27.6901
CO2 emissions ( in kilotonnes / m² / year) |  | 13.0184 | 10.4471 | 8.9995 | 5.7978 | 2.0448
Remarks:
*) Energy need for heating and DHW
**) Total amount of heat generated by technical installations in the building (for heating and DHW: sum of net heat need + storage losses + distribution and emission losses).
Values related to the reference area
Powers of ten used in the table above
| Area | 6 |  | 1000000 | m²
| Energy | 6 |  | 1000000 | kWh/yr
The Scheme is here provided for a certain scenario e.g. Scenario A.
Starting with the basic case (here: 2012) and including the years 2020, 2030, 2050.
Please, fill in the same table also for 1 or 2 further scenarios (including the trend scenario if available).
Most of the numbers were already provided for the summary indicators (but here: absolute values) and SR 2/3 (final energy)
Current numbers from SR2/SR3 are provided by IWU in sheet "SOURCE SR2+SR3 - Energy Balance".
Please, supplement if possible environmental heat (usually from heat pumps) / heat from solar thermal systems
and a split of Qtotal among old and new buildings (optional).
Stick to the draft table as far as possible.
Individual modifications are possible by providing additional information (in additional lines)
Data is always related to the complete building stock
Further tables for special subsets may be (but do not need to be) added

## Energy Balance <Ambitious nZEB>
Energy Balance Indicators <Ambitious nZEB>
Scenario Ambitious nZEB, all values in MWh/yr (106 kWh/yr) - For Cyprus |  | 2005 (Base Year) | 2015 (Basic Case) | 2020 | 2030 | 2050
|  | bs2005 | bs2015 | bs2020 | bs2030 | bs2050
TABULA/EPISCOPE reference area [10^6 m²] |  | 0.21467 | 0.26168 | 0.28892 | 0.35219 | 0.52333
Required heat amounts
Qnd | Net heat need (space heating and DHW)*
Qtotal | Supplied heat (space heating and DHW)** | 11.2058 | 12.6336 | 12.8236 | 13.0728 | 14.7265
Final energy demand by energy carrier (delivered energy, gross calorific value)
1 | natural gas | 0 | 0 | 0 | 0 | 0
2 | liquid gas | 1.59 | 1.64 | 1.48 | 1 | 0
3 | oil | 0.35 | 0.37 | 0.33 | 0.22 | 0
4 | coal | 0 | 0 | 0 | 0 | 0
5 | wood / biomass | 1.94 | 2.01 | 1.81 | 1.22 | 0
6 | district heating | 0 | 0 | 0 | 0 | 0
7 | electric energy (used for heat supply from the grid) | 3.07 | 3.38 | 3.4 | 2.97 | 2.23
Sum of energy carriers (1-7) |  | 6.95 | 7.4 | 7.02 | 5.41 | 2.23
8 | heat from solar thermal systems | 4.2558 | 5.2336 | 5.8036 | 7.2078 | 11.0115
9 | electric energy produced by pv on site (used for heat supply) | 0 | 0 | 0 | 0.22504 | 0.74498
Sum of energy carriers and renewable heat (1-10) |  | 11.2058 | 12.6336 | 12.8236 | 12.8428 | 13.9865
CO2 emissions ( in kilotonnes / year) |  | 2.7946 | 2.7338 | 2.4962 | 1.6654 | 0.41825
Remarks:
*) Energy need for heating and DHW
**) Total amount of heat generated by technical installations in the building (for heating and DHW: sum of net heat need + storage losses + distribution and emission losses).
Reference area related values in kWh/(m²a) |  | 2005 (Base Year) | 2015 (Basic Case) | 2020 | 2030 | 2050
Scenario Ambitious nZEB |  | bs2015 |  | bs2020 | bs2030 | bs2050
TABULA/EPISCOPE reference area [10^6m²] |  | 0.21467 | 0.26168 | 0.28892 | 0.35219 | 0.52333
Required heat amounts
Qnd | Net heat need (space heating and DHW)*
Qtotal | Supplied heat (space heating and DHW)** | 52.2329 | 48.2788 | 44.3852 | 36.4659 | 26.7259
Final energy demand by energy carrier (delivered energy, gross calorific value)
1 | natural gas | 0 | 0 | 0 | 0 | 0
2 | liquid gas | 7.4068 | 6.2672 | 5.1226 | 2.8394 | 0
3 | oil | 1.6444 | 1.4139 | 1.1422 | 0.62467 | 0
4 | coal | 0 | 0 | 0 | 0 | 0
5 | wood / biomass | 9.0558 | 7.6811 | 6.2648 | 3.4641 | 0
6 | district heating | 0 | 0 | 0 | 0 | 0
7 | electric energy (used for heat supply from the grid) | 14.3011 | 12.9165 | 11.7681 | 8.433 | 4.2612
Sum of energy carriers (1-7) |  | 32.4081 | 28.2788 | 24.2977 | 15.3612 | 4.2612
8 | heat from solar thermal systems | 19.8248 | 20 | 20.0875 | 20.4658 | 21.0412
9 | electric energy produced by pv on site (used for heat supply) | 0 | 0 | 0 | 0.63899 | 1.4235
Sum of energy carriers and renewable heat (1-10) |  | 52.2329 | 48.2788 | 44.3852 | 36.4659 | 26.7259
CO2 emissions ( in kilotonnes / m² / year) |  | 13.0184 | 10.4471 | 8.6399 | 4.7287 | 0.79922
Remarks:
*) Energy need for heating and DHW
**) Total amount of heat generated by technical installations in the building (for heating and DHW: sum of net heat need + storage losses + distribution and emission losses).
Values related to the reference area
Powers of ten used in the table above
| Area | 6 |  | 1000000 | m²
| Energy | 6 |  | 1000000 | kWh/yr
The Scheme is here provided for a certain scenario e.g. Scenario A.
Starting with the basic case (here: 2012) and including the years 2020, 2030, 2050.
Please, fill in the same table also for 1 or 2 further scenarios (including the trend scenario if available).
Most of the numbers were already provided for the summary indicators (but here: absolute values) and SR 2/3 (final energy)
Current numbers from SR2/SR3 are provided by IWU in sheet "SOURCE SR2+SR3 - Energy Balance".
Please, supplement if possible environmental heat (usually from heat pumps) / heat from solar thermal systems
and a split of Qtotal among old and new buildings (optional).
Stick to the draft table as far as possible.
Individual modifications are possible by providing additional information (in additional lines)
Data is always related to the complete building stock
Further tables for special subsets may be (but do not need to be) added

## Summary Indicators
Summary Indicators
Year |  |  | 2005 base year |  | 2015 basic case |  | 2020 |  | 2030 |  | 2050
|  |  | heating | cooling | heating | cooling | heating | cooling | heating | cooling | heating | cooling
Reference area | National reference area | [m²] | 214668.7431 |  | 261680 |  | 288915.8646 |  | 352186.8268 |  | 523331.0981
| EPISCOPE reference area | [m²] | 214668.7431 |  | 261680 |  | 288915.8646 |  | 352186.8268 |  | 523331.0981
CO2 emissions | <A> Scenario "Trend" | kg/m²yr | 13 | 11.9 | 10.4 | 10.7 | 9.6 | 9.6 | 7.3 | 7.2 | 4 | 5
| <B> Scenario "Moderate" | kg/m²yr |  |  |  |  | 9 | 9.2 | 5.8 | 5.9 | 2 | 2.7
| <C> Scenario "Ambitious nZEB" | kg/m²yr |  |  |  |  | 8.6 | 8.4 | 4.7 | 4.1 | 0.8 | 0.4
| EPISCOPE benchmark | kg/m²yr |  |  |  |  | 18.1554 |  | 10.9743 |  | 2.6376
| National benchmark | kg/m²yr |  |  |  |  | 17.6466 |  | 10.6668 |  | 3.0765
Total energy demand | <A> Scenario "Trend" | kWh/(m²yr) | 52 | 16.5 | 48.28 | 16 | 46 | 16 | 42 | 14 | 36 | 11
| <B> Scenario "Moderate" | kWh/(m²yr) |  |  |  |  | 45 | 16 | 37 | 14 | 28 | 11
| <C> Scenario "Ambitious nZEB" | kWh/(m²yr) |  |  |  |  | 44 | 15 | 36 | 12 | 27 | 7
CO2 emission factor supply | <A> Scenario "Trend" | kg/kWh | 0.25 | 0.72121 | 0.21541 | 0.66875 | 0.2087 | 0.6 | 0.17381 | 0.51429 | 0.11111 | 0.45455
| <B> Scenario "Moderate" | kg/kWh |  |  |  |  | 0.2 | 0.575 | 0.15676 | 0.42143 | 0.071429 | 0.24545
| <C> Scenario "Ambitious nZEB" | kg/kWh |  |  |  |  | 0.19545 | 0.56 | 0.13056 | 0.34167 | 0.02963 | 0.057143
Values related to EPISCOPE Reference Area
Please, enter the values you provided for SR2 / SR3. In the sheet "SOURCE SR2+3 - Summary Ind" you can find our evaluation of the SR2/SR3 values which you can use directly as a source for copy/paste.

## Basic Case Details
Basic Case Details - Scenario and Energy Balance Indicators by Building Type
|  |  |  | Building Stock |  |  |  | CY | Local |  |  | Housing Stock of the Cyprus Land Development Corporation (CLDC) | [16 empty] | 2015
|  |  |  | Details |  |  |  | CUT Model from a Cyprus pilot building stock / Source: CUT investigation results | Housing Stock of the Cyprus Land Development Corporation (CLDC) | Housing Stock of the Cyprus Land Development Corporation (CLDC) | Housing Stock of the Cyprus Land Development Corporation (CLDC) | Housing Stock of the Cyprus Land Development Corporation (CLDC) | Housing Stock of the Cyprus Land Development Corporation (CLDC) | Housing Stock of the Cyprus Land Development Corporation (CLDC) | Housing Stock of the Cyprus Land Development Corporation (CLDC) | Housing Stock of the Cyprus Land Development Corporation (CLDC) | Housing Stock of the Cyprus Land Development Corporation (CLDC) | Housing Stock of the Cyprus Land Development Corporation (CLDC) | Housing Stock of the Cyprus Land Development Corporation (CLDC) | Housing Stock of the Cyprus Land Development Corporation (CLDC) | Housing Stock of the Cyprus Land Development Corporation (CLDC) | Housing Stock of the Cyprus Land Development Corporation (CLDC) | Housing Stock of the Cyprus Land Development Corporation (CLDC) | Housing Stock of the Cyprus Land Development Corporation (CLDC) | Housing Stock of the Cyprus Land Development Corporation (CLDC) | Housing Stock of the Cyprus Land Development Corporation (CLDC) | Housing Stock of the Cyprus Land Development Corporation (CLDC) | Housing Stock of the Cyprus Land Development Corporation (CLDC) | Housing Stock of the Cyprus Land Development Corporation (CLDC) | Housing Stock of the Cyprus Land Development Corporation (CLDC)
Annotations to this sheet
[9 empty] | 1 |  | 2 |  | 3 |  | 4 |  | 5 |  | 6 |  | 7 |  | 8 |  | 9 |  | 10
|  | Building type / label | [6 empty] | SFHI |  | SFHII |  | THI |  | THIΙ |  | MFHI |  | MFHIΙ
Building size category
|  |  | Construction time band | [5 empty] | 1981-2006 |  | 2007-2013 |  | 1981-2006 |  | 2007-2013 |  | 1981-2006 |  | 2007-2013
| General Data | [5 empty] | Total
|  | Number of buildings |  |  |  |  | 607 | -1 | 18 | 0 | 16 | 0 | 403 |  | 45 |  | 93 |  | 32
|  | Number of dwellings |  |  |  |  | 2484 | 0 | 18 | 0 | 16 | 0 | 989 | 0 | 131 | 0 | 999 | 0 | 331 | 0
|  | Floor area national |  |  |  |  | 261.589 | 0 | 2.16 |  | 1.92 |  | 114.5262 |  | 15.1698 |  | 96.0039 |  | 31.8091 | [9 empty] | 10^3 m²
|  | Floor area TABULA |  |  |  |  | 261.589 | 0 | 2.16 |  | 1.92 |  | 114.5262 |  | 15.1698 |  | 96.0039 |  | 31.8091 | [9 empty] | 10^3 m²
Building Insulation
Original state / not refurbished fraction of the envelope area
U-values of the original state
|  |  | Roof | [5 empty] | 3.42 |  | 0.77 |  | 3.42 |  | 0.77 |  | 3.42 |  | 0.77 | [9 empty] | W/(m²K)
|  |  | Wall | [5 empty] | 1.389 |  | 0.82 |  | 1.389 |  | 0.82 |  | 1.389 |  | 0.82 | [9 empty] | W/(m²K)
|  |  | Window | [5 empty] | 5.7805 |  | 2.3456 |  | 5.7695 |  | 2.3472 |  | 6.1 |  | 2.3 | [9 empty] | W/(m²K)
|  |  | Floor | [5 empty] | 0.91 |  | 0.91 |  | 0.99504 |  | 0.99504 |  | 2.1166 |  | 2.1166 | [9 empty] | W/(m²K)
Refubishments (averages)
Refurbished fraction of envelope areas
|  |  | Roof | [5 empty] | 0% |  | 0% |  | 41.18% |  | 0% |  | 0%
|  |  | Wall | [5 empty] | 0% |  | 0% |  | 0% |  | 0% |  | 0%
|  |  | Window | [5 empty] | 40.89% |  | 0% |  | 40.75% |  | 0% |  | 91.18%
|  |  | Floor | [5 empty] | 0% |  | 0% |  | 0% |  | 0% |  | 0%
|  |  | Total (indicative) | [5 empty] | 3.091% |  | 0% |  | 13.3% |  | 0% |  | 7.863%
U-values of the refurbished fraction (averages)
|  |  | Roof | [5 empty] | 0 |  | 0 |  | 0.78864 |  | 0 |  | 0 | [11 empty] | W/(m²K)
|  |  | Wall | [5 empty] | 0 |  | 0 |  | 0 |  | 0 |  | 0 | [11 empty] | W/(m²K)
|  |  | Window | [5 empty] | 3.2 |  | 0 |  | 3.2 |  | 0 |  | 3.2 | [11 empty] | W/(m²K)
|  |  | Floor | [5 empty] | 0 |  | 0 |  | 0 |  | 0 |  | 0 | [11 empty] | W/(m²K)
Main Heat Supply Systems
Ventilation Systems with Heat Recovery
Occurances
Heating Systems
Occurances or Fractions of Produced Heat
|  | 1 | El |  | E_Immersion |  |  | C | 14.54% | 0% | 0% | 0% | 14.54% | 0% | 0% | 0% | 24.65% | 0% | 0% | 0%
|  | 2 | El |  | E_Immersion |  |  | C | 0% | 0% | 2.675% | 0% | 0% | 0% | 2.675% | 0% | 0% | 0% | 0% | 0%
|  | 3 | Oil |  | B_NC_CT |  |  | C | 0% | 0% | 0% | 0% | 0% | 0% | 0% | 0% | 8.519% | 0% | 0% | 0%
|  | 4 | Gas |  | B_NC_CT |  |  | C | 0% | 0% | 1.898% | 0% | 0% | 0% | 1.899% | 0% | 0% | 0% | 0% | 0%
|  | 5 | El |  | E |  |  | D | 1.003% | 0% | 0% | 0% | 1.003% | 0% | 0% | 0% | 0% | 0% | 0% | 0%
|  | 6 | El |  | E_SH |  |  | D | 0% | 0% | 29.95% | 0% | 0% | 0% | 29.95% | 0% | 14.81% | 0% | 0% | 0%
|  | 7 | El |  | E_Immersion |  |  | D | 34.6% | 0% | 24.46% | 0% | 34.6% | 0% | 24.46% | 0% | 24.65% | 0% | 50.84% | 0%
|  | 8 | Oil |  | Stove_L |  |  | D | 4.434% | 0% | 13.73% | 0% | 4.433% | 0% | 13.73% | 0% | 0% | 0% | 17.75% | 0%
|  | 9 | Gas |  | Stove |  |  | D | 18.05% | 0% | 0% | 0% | 18.05% | 0% | 0% | 0% | 27.37% | 0% | 0% | 0%
|  | 10 | Gas |  | G_SH |  |  | D | 0% | 0% | 8.331% | 0% | 0% | 0% | 8.334% | 0% | 0% | 0% | 31.41% | 0%
|  | 11 | Bio_Wood |  | OpenFire |  |  | D | 27.38% | 0% | 0% | 0% | 27.38% | 0% | 0% | 0% | 0% | 0% | 0% | 0%
|  | 12 | Bio_Wood |  | OpenFire |  |  | D | 0% | 0% | 18.96% | 0% | 0% | 0% | 18.96% | 0% | 0% | 0% | 0% | 0%
13
14
15
16
17
18
19
20
|  |  | Sum | [5 empty] | 100% | 0% | 100% | 0% | 100% | 0% | 100% | 0% | 100% | 0% | 100% | 0%
|  |  |  | thereof |  | central |  |  | 14.54% | 0% | 4.573% | 0% | 14.54% | 0% | 4.574% | 0% | 33.17% | 0% | 0% | 0%
[6 empty] | decentral |  |  | 85.46% | 0% | 95.43% | 0% | 85.46% | 0% | 95.43% | 0% | 66.83% | 0% | 100% | 0%
Other Systems
DHW Systems
Occurances or Fractions of Produced Heat
|  | 1 | - |  | Solar |  |  | C | 80% | 0% | 80% | 0% | 80% | 0% | 80% | 0% | 80% | 0% | 80% | 0%
|  | 2 | El |  | E_Immersion |  |  | C | 20% | 0% | 20% | 0% | 20% | 0% | 20% | 0% | 20% | 0% | 20% | 0%
3
4
5
6
7
8
9
10
11
12
13
14
15
16
17
18
19
20
|  |  | Sum | [5 empty] | 100% | 0% | 100% | 0% | 100% | 0% | 100% | 0% | 100% | 0% | 100% | 0%
|  |  |  | thereof |  | central |  |  | 100% | 0% | 100% | 0% | 100% | 0% | 100% | 0% | 100% | 0% | 100% | 0%
decentral
Other Systems
| Energy Balance | [16 empty] | All energy quantities in | MWh/a |  |  |  | Heating + DHW
[7 empty] | fuels related to |  |  | gross | 0% | calorific value
per m²
|  | Net heat need |  |  |  |  | 137.8418 |  | 70.0456 |  | 5902.6772 |  | 480.7994 |  | 5337.5251 |  | 1231.6548 | [9 empty] | 13160.5439 |  | 50.31
|  | Produced heat |  |  |  |  | 151.1153 |  | 80.1789 |  | 6606.4554 |  | 560.862 |  | 6043.752 |  | 1397.0621 | [9 empty] | 14839.4256 |  | 56.728
|  | Gas |  |  |  | 1 | 43.2194 |  | 5.5235 |  | 1768.9122 |  | 35.8668 |  | 2197.1673 |  | 244.1077 | [9 empty] | 4294.797 |  | 16.4181
|  | Oil |  |  |  | 1 | 10.6167 |  | 14.3787 |  | 434.4775 |  | 93.0716 |  | 523.845 |  | 275.8805 | [9 empty] | 1352.2701 |  | 5.1694
|  | Coal |  |  |  | 1 | 0 |  | 0 |  | 0 |  | 0 |  | 0 |  | 0 | [9 empty] | 0 |  | 0
|  | Bio |  |  |  | 1 | 77.6517 |  | 16.0961 |  | 3178.0204 |  | 104.1872 |  | 0 |  | 0 | [9 empty] | 3375.9555 |  | 12.9056
|  | DH |  |  |  |  | 0 |  | 0 |  | 0 |  | 0 |  | 0 |  | 0 | [9 empty] | 0 |  | 0
|  | El |  |  |  |  | 68.8901 |  | 25.8192 |  | 2947.449 |  | 176.2279 |  | 2832.0739 |  | 519.1428 | [9 empty] | 6569.6029 |  | 25.1142
|  | Other / not specified |  |  |  |  | 1.2905e-14 |  | 0 |  | 5.2818e-13 |  | 0 |  | 0 |  | 0 | [9 empty] | 5.4108e-13 |  | 2.0685e-15
|  | Sum final energy |  |  |  |  | 200.378 |  | 61.8175 |  | 8328.8591 |  | 409.3535 |  | 5553.0862 |  | 1039.131 |  | 0 |  | 0 |  | 0 |  | 0 |  | 15592.6254 |  | 59.6073
|  | per m² |  |  |  |  | 92.7676 |  | 32.1966 |  | 72.7245 |  | 26.9848 |  | 57.8423 |  | 32.6677
|  | CHP electr. production |  |  |  |  | 0 |  | 0 |  | 0 |  | 0 |  | 0 |  | 0 | [9 empty] | 0 |  | 0
Version: |  | 2015-11-20 15:33
Please, copy and paste the respective rows from sheet "SOURCE TABULA.xlsm - Basic Case". (You can delete the empty table given below.)
In case of data changes the rows can directly be copied from TABULA.xlsm sheet "Calc.Demo.AverageBuiSys" (at the bottom of the sheet, proceeding: select rows, copy, paste-special-values, paste-special-formats.)

## SOURCE SR2+3 - Energy Balance
IWU / TL / pasted on 19-01-2016
Source for entries in the sheets "Energy Balance <1>" and "Energy Balance <2>"
Values pasted from SR2/SR3
Please, select your case study values and copy/paste them into the sheet "Energy Balance <1>" and "Energy Balance <2>".
You may then delete this sheet.
|  |  | 2005 | 2015 | 2020 |  |  | 2030 |  |  | 2050 |  |  | 2015
|  |  | Base Year | Trend Scenario | Trend Scenario | Scenario B | Scenario C | Trend Scenario | Scenario B | Scenario C | Trend Scenario | Scenario B | Scenario C | kWh/yr | kWh/m²yr
1 | AT | natural gas |  | 794 | 770 | 780 | 749 | 740 | 671 | 553 |  |  |  | 794000000 | 34.5519
| GWh/yr | liquid gas |  | 1187 | 925 | 1161 | 1182 | 743 | 666 | 686 |  |  |  | 1187000000 | 51.6538
|  | oil |  | 0 | 0 | 0 | 0 | 0 | 0 | 0 |  |  |  | 0 | 0
|  | coal |  | 217 | 206 | 212 | 193 | 200 | 185 | 105 |  |  |  | 217000000 | 9.443
|  | wood / biomass |  | 1020 | 897 | 997 | 1035 | 801 | 710 | 850 |  |  |  | 1020000000 | 44.3866
|  | district heating |  | 399 | 465 | 391 | 397 | 497 | 444 | 494 |  |  |  | 399000000 | 17.363
|  | electric energy (used for heat supply) |  | 330 | 362 | 326 | 297 | 383 | 363 | 255 |  |  |  | 330000000 | 14.3604
|  | Total |  | 3947 | [9 empty] | 3947000000 | 171.7586
2 | BE | natural gas
liquid gas
oil
coal
wood / biomass
district heating
electric energy (used for heat supply)
3 | CY | natural gas | 0 | 0 | 0 | 0 | 0 | 0 | 0 | 0 | 0 | 0 | 0 | 0
| GWh/yr | liquid gas | 1.59 | 1.64 | 1.61 | 1.49 | 1.48 | 1.54 | 1.01 | 1 | 1.39 | 0 | 0 | 1640000 | 6.2672
|  | oil | 0.35 | 0.37 | 0.36 | 0.33 | 0.33 | 0.34 | 0.22 | 0.22 | 0.31 | 0 | 0 | 370000 | 1.4139
|  | coal | 0 | 0 | 0 | 0 | 0 | 0 | 0 | 0 | 0 | 0 | 0 | 0 | 0
|  | wood / biomass | 1.94 | 2.01 | 1.97 | 1.82 | 1.81 | 1.88 | 1.23 | 1.22 | 1.7 | 0 | 0 | 2010000 | 7.6811
|  | district heating | 0 | 0 | 0 | 0 | 0 | 0 | 0 | 0 | 0 | 0 | 0 | 0 | 0
|  | electric energy (used for heat supply) | 3.07 | 3.38 | 3.56 | 3.37 | 3.4 | 3.94 | 3.22 | 3.2 | 5.01 | 3.18 | 2.97 | 3380000 | 12.9165
|  | electric energy from the public grid (used for heat supply) | 3.07 | 3.38 | 3.56 | 3.37 | 3.37 | 3.83 | 3.22 | 2.97 | 4.6 | 3.18 | 2.23 | 3380000 | 12.9165
|  | electric energy produced by pv on site (used for heat supply) | 0 | 0 | 0 | 0 | 0.03 | 0.11 | 0 | 0.23 | 0.41 | 0 | 0.74 | 0 | 0
|  |  |  | 7.4 | [9 empty] | 7400000 | 28.2788
4 | CZ | district heating |  | 65.592 | 62.7129 | 59.6286 | 53.2031 | 55.7103 | 44.6963 | 34.4507 | 51.071 | 36.5158 | 27.1953 | 65592000 | 157.6731
| GWh/yr | electric energy (used for heat supply) |  | 1.747 | 1.7468 | 1.6609 | 1.4819 | 1.7468 | 1.4015 | 1.0802 | 1.747 | 1.2491 | 0.93028 | 1747000 | 4.1995
|  |  |  | 67.339 | [9 empty] | 67339000 | 161.8726
5 | DE | natural gas |  | 304.6282 | 290.036 | 287.4438 | 278.8301 | 256.8988 | 227.5653 | 181.0588 | 199.8409 | 73.5885 | 54.0725 | 304628221882.1658 | 77.1199
| TWh/yr | liquid gas |  | 0 | 0 | 0 | 0 | 0 | 0 | 0 | 0 | 0 | 0 | 0 | 0
|  | oil |  | 181.8166 | 166.3658 | 166.282 | 155.0852 | 134.2036 | 109.6887 | 71.5739 | 79.9466 | 9.7599 | 2.8687 | 181816567238.6761 | 46.0288
|  | coal |  | 1.3583 | 0.14142 | 0.14155 | 0.13113 | 0 | 0 | -7.4237e-18 | 0 | -9.1276e-18 | -8.4409e-18 | 1358347615.8698 | 0.34388
|  | wood / biomass |  | 68.9914 | 75.9021 | 75.522 | 71.6433 | 86.1097 | 77.0131 | 70.9563 | 103.6459 | 56.2092 | 51.9115 | 68991392501.621 | 17.4659
|  | district heating |  | 36.2385 | 37.8206 | 37.6663 | 39.3979 | 39.2849 | 42.2766 | 40.3049 | 40.1177 | 34.6327 | 32.4029 | 36238498668.6255 | 9.1742
|  | electric energy (used for heat supply) |  | 27.6022 | 24.941 | 24.9933 | 28.8039 | 22.7062 | 32.3498 | 48.0824 | 24.7059 | 59.3005 | 59.9535 | 27602201514.5926 | 6.9878
|  |  |  | 620.6352 | [9 empty] | 620635229421.5509 | 157.1205
6 | DK | natural gas
liquid gas
oil
coal
wood / biomass
district heating
electric energy (used for heat supply)
7 | ES | natural gas |  | 590.085 | 590.085 | 578.283 | 531.076 | [6 empty] | 590085000 | 9.1062
| GWh/yr | liquid gas |  | 648.663 | 648.663 | 635.69 | 583.797 | [6 empty] | 648663000 | 10.0102
|  | oil |  | 45.21 | 45.21 | 44.305 | 40.689 | [6 empty] | 45210000 | 0.69769
|  | coal |  | - | - | - | - | [6 empty] | #VALUE! | #VALUE!
|  | wood / biomass |  | - | - | - | - | [6 empty] | #VALUE! | #VALUE!
|  | district heating |  | - | - | - | - | [6 empty] | #VALUE! | #VALUE!
|  | electric energy (used for heat supply) |  | 1355.984 | 1355.984 | 1328.864 | 1220.386 | [6 empty] | 1355984000 | 20.9257
|  |  |  | 2639.942 | [9 empty] | 2639942000 | 40.7398
8 | FR | natural gas |  | 79.1288 | 69.25 | 68.68 | 64.65 | 56.76 | 53.25 | 43.82 | 61.21 | 58.59 | 44.97 | 79128794.37 | 109.1104
| GWh/yr | liquid gas | [11 empty] | 0 | 0
|  | oil | [11 empty] | 0 | 0
|  | coal | [11 empty] | 0 | 0
|  | wood / biomass | [11 empty] | 0 | 0
|  | district heating |  | 11.4205 | 15.07 | 14.84 | 13.39 | 16.74 | 15.82 | 11.68 | 27.09 | 25.79 | 18.17 | 11420523.14 | 15.7477
|  | electric energy (used for heat supply) |  | 25.2259 | 20,5 | 19.73 | 18.72 | 14.28 | 13.99 | 13.39 | 17.95 | 17.49 | 16.16 | 25225913.61 | 34.7839
|  |  |  | 115.7752 | [9 empty] | 115775231.12 | 159.642
9 | GB | natural gas
liquid gas
oil
coal
wood / biomass
district heating
electric energy (used for heat supply)
10 | GR | natural gas |  | 1592 | 2021 | 1724 | 1994 | 2777 | 21371703 | 1638 |  |  |  | 1592000000 | 6.2188
| GWh/yr | liquid gas |  | 0 | 0 | 0 | 0 | 0 | 0 | 0 |  |  |  | 0 | 0
|  | oil |  | 20487 | 19218 | 15326 | 14360 | 16574 | 9992 | 7040 |  |  |  | 20487000000 | 80.0273
|  | coal |  | 0 | 0 | 0 | 0 | 0 | 0 | 0 |  |  |  | 0 | 0
|  | wood / biomass |  | 13664 | 13275 | 11543 | 10836 | 12505 | 8044 | 6407 |  |  |  | 13664000000 | 53.375
|  | district heating |  | 222 | 226 | 197 | 327 | 234 | 149 | 317 |  |  |  | 222000000 | 0.86719
|  | electric energy (used for heat supply) |  | 3612 | 3574 | 2161 | 2179 | 3526 | 1272 | 1193 |  |  |  | 3612000000 | 14.1094
|  |  |  | 39577 | [9 empty] | 39577000000 | 154.5977
11 | HU | natural gas |  | 214 | 217.8 | 202.3 | 190.3 | 217.4 | 177.2 | 141.5 | 198 | 118.8 | 54.8 | 214000000 | 163.2342
| GWh/yr | liquid gas |  | 0 | 0 | 0 | 0 | 0 | 0 | 0 | 0 | 0 | 0 | 0 | 0
Angaben hier aus Bericht, sind anders als im Excel file |  | oil |  | 0 | 0 | 0 | 0 | 0 | 0 | 0 | 0 | 0 | 0 | 0 | 0
|  | coal |  | 0 | 0 | 0 | 0 | 0 | 0 | 0 | 0 | 0 | 0 | 0 | 0
|  | wood / biomass |  | 55.9 | 56.9 | 59.6 | 60.7 | 56.7 | 63.5 | 66.6 | 51.6 | 63.1 | 61.1 | 55900000 | 42.6392
|  | district heating |  | 13 | 12.9 | 12.8 | 12.6 | 12.8 | 12.6 | 12 | 11.4 | 10.9 | 9.2 | 13000000 | 9.9161
|  | electric energy (used for heat supply) |  | 9.8 | 10 | 9.8 | 9.5 | 10 | 9.4 | 8.7 | 9.1 | 7.8 | 5.9 | 9800000 | 7.4752
|  |  |  | 292.7 | [9 empty] | 292700000 | 223.2647
12 | IE | natural gas & LPG |  | 1110.4 | 1053.5 | 1008.3 | 940.6 | 939.7 | 818.9 | 637.6 | 749.6 | 524.8 | 187.4 | 1110400000 | 99.6589
| GWh/yr | oil |  | 118.7 | 112.7 | 107.8 | 100.6 | 100.5 | 87.6 | 68.7 | 80.2 | 56.1 | 20 | 118700000 | 10.6534
|  | coal |  | 29.2 | 27.7 | 26.6 | 24.8 | 24.7 | 21.6 | 16.8 | 19.7 | 13.8 | 4.9 | 29200000 | 2.6207
|  | wood / biomass |  | 0.4 | 0.3 | 0.3 | 0.3 | 0.3 | 0.3 | 0.2 | 0.2 | 0.2 | 0.1 | 400000 | 0.0359
|  | district heating | [11 empty] | 0 | 0
|  | electric energy (used for heat supply) |  | 160.9 | 152.6 | 154.8 | 158 | 136.1 | 144.7 | 157.5 | 108.6 | 136.8 | 179.2 | 160900000 | 14.4409
|  |  |  | 1419.6 | [9 empty] | 1419600000 | 127.4098
13 | IT | natural gas |  | 63990.39 | 62989.17 | 62809.35 | 59727.99 | 61003.38 | 60463.92 | 43058.01 | 57463.59 | 56502.33 | 16983 | 63990390000 | 298.5601
| GWh/yr | liquid gas |  | 0 | 0 | 0 | 0 | 0 | 0 | 0 | 0 | 0 | 0 | 0 | 0
|  | oil |  | 0 | 0 | 0 | 0 | 0 | 0 | 0 | 0 | 0 | 0 | 0 | 0
|  | coal |  | 0 | 0 | 0 | 0 | 0 | 0 | 0 | 0 | 0 | 0 | 0 | 0
|  | wood / biomass |  | 0 | 0 | 0 | 0 | 0 | 0 | 0 | 0 | 0 | 0 | 0 | 0
|  | district heating |  | 1125 | 1123 | 1123 | 1123 | 1121 | 1121 | 1121 | 1078 | 810 | 234 | 1125000000 | 5.2489
|  | electric energy (used for heat supply) |  | 915 | 992 | 1037 | 992 | 1146 | 1281 | 1146 | 1453 | 1766 | 1453 | 915000000 | 4.2691
|  |  |  | 66030.39 | [9 empty] | 66030390000 | 308.0782
14 | NL | natural gas |  | 47095 | 41964 | 44304 | 43496 | 33553 | 37211 | 34563 | 21973 | 24236 | 17453 | 47095000000 | 223.6708
| GWh/yr | liquid gas | [11 empty] | 0 | 0
|  | oil | [11 empty] | 0 | 0
|  | coal | [11 empty] | 0 | 0
|  | wood / biomass | [11 empty] | 0 | 0
|  | district heating | [11 empty] | 0 | 0
|  | electric energy (used for heat supply) |  | 843 | n.a. | 870 | 961 | n.a. | 1089 | 1384 | n.a. | 1549 | 2292 | 843000000 | 4.0037
|  |  |  | 47938 | [9 empty] | 47938000000 | 227.6745
15 | NO | natural gas |  | 40.7219 | 40.5357 | 41.5255 | 41.28 | 39.1159 | 37.8859 | 35.8037 | 33.3623 | 32.0683 | 27.6102 | 40721871.0924 | 0.16159
| GWh/yr | liquid gas |  | 104.8588 | 104.3795 | 106.9282 | 106.296 | 100.7235 | 97.5562 | 92.1946 | 85.9079 | 82.576 | 71.0962 | 104858818.063 | 0.41611
|  | oil |  | 1228.7825 | 0 | 0 | 0 | 0 | 0 | 0 | 0 | 0 | 0 | 1228782460.2137 | 4.8761
|  | coal |  | 5.0902 | 0 | 0 | 0 | 0 | 0 | 0 | 0 | 0 | 0 | 5090233.8866 | 0.020199
|  | wood / biomass |  | 6222.3019 | 5972.6517 | 6118.4888 | 6082.3105 | 5336.5307 | 5168.7191 | 4884.6535 | 3823.3176 | 3675.0316 | 3164.1243 | 6222301902.9215 | 24.6917
|  | district heating |  | 1102.5447 | 1332.6848 | 1365.2256 | 1357.1531 | 1739.8906 | 1685.1783 | 1592.5633 | 2258.2095 | 2170.6256 | 1868.8627 | 1102544659.8272 | 4.3752
|  | electric energy (used for heat supply) |  | 27118.7301 | 28209.0382 | 28897.8319 | 28726.9605 | 27194.0243 | 26338.8858 | 24891.3373 | 23148.0028 | 22250.2156 | 19156.9642 | 27118730053.9957 | 107.614
|  |  |  | 35823.03 | [9 empty] | 35823030000 | 142.1549
16 | RS | natural gas |  | 242 | 206 | 203 | 199 | 199 | 190 | 180 | 184 | 163 | 139 | 242000000 | 147.651
| GWh/yr | liquid gas |  | 0 | 0 | 0 | 0 | 0 | 0 | 0 | 0 | 0 | 0 | 0 | 0
|  | oil |  | 0 | 0 | 0 | 0 | 0 | 0 | 0 | 0 | 0 | 0 | 0 | 0
|  | coal |  | 5 | 6 | 6 | 6 | 6 | 5 | 5 | 5 | 5 | 4 | 5000000 | 3.0506
|  | wood / biomass |  | 320 | 374 | 368 | 361 | 362 | 344 | 323 | 326 | 284 | 237 | 320000000 | 195.241
|  | district heating |  | 0 | 0 | 0 | 0 | 0 | 0 | 0 | 0 | 0 | 0 | 0 | 0
|  | electric energy (used for heat supply) |  | 10 | 8 | 8 | 8 | 8 | 7 | 7 | 7 | 6 | 5 | 10000000 | 6.1013
|  |  |  | 577 | [9 empty] | 577000000 | 352.0439
17 | SI national | Natural Gas |  | 1305 | 1313 | 1138.8889 | 1152.7778 | 1141 | 1055.5556 | 1000 |  |  |  | 1305000000 | 18.2799
| GWh/yr | Liquid Gas |  | 180 | 146 | 138.8889 | 127.7778 | 127 | 111.1111 | 97.2222 |  |  |  | 180000000 | 2.5214
|  | Oil |  | 1570 | 1087 | 1055.5556 | 611.1111 | 446 | 403 | 333.3333 |  |  |  | 1570000000 | 21.9919
|  | Coal |  | 2 | 1 | 0.306 | 0.319 | 1 | 0.278 | 0.278 |  |  |  | 2000000 | 0.028015
|  | Bio |  | 5385 | 4560 | 3555.5556 | 3541.6667 | 3266 | 2750 | 2527.7778 |  |  |  | 5385000000 | 75.4307
|  | District heating |  | 886 | 799 | 583.3333 | 611.1111 | 528 | 555.5556 | 513.8889 |  |  |  | 886000000 | 12.4107
|  | Electric energy |  | 1036 | 1027 | 527.7778 | 527.7778 | 967 | 550 | 527.7778 |  |  |  | 1036000000 | 14.5118
|  | Solar energy |  | 124 | 160 | 33.3333 | 44.4444 | 220 | 50 | 55.5556 |  |  |  | 124000000 | 1.7369
|  | Geothermal energy |  | 301 | 315 | 333.3333 | 388.8889 | 741 | 500 | 513.8889 |  |  |  | 301000000 | 4.2163
|  |  |  | 10364 | [9 empty] | 10364000000 | 145.1744
18 | SI local | Natural Gas |  | 1741.5293 | 1722.8672 | 1741.5293 | 2008.5699 | 908.5857 | 952.5241 | 1784.6949 |  |  |  | 1741529.309 | 3.8596
| MWh/yr | Liquid Gas |  | 2819.4974 | 2791.3022 | 2819.4974 | 1638.6861 | 934.7218 | 914.4957 | 1440.6009 |  |  |  | 2819497.4161 | 6.2486
| einzige im SR2 mit MWh | Oil |  | 17406.503 | 16084.5105 | 15301.7608 | 6290.5417 | 11820.4159 | 10958.3031 | 3405.6925 |  |  |  | 17406503.0032 | 38.5765
|  | Coal |  | 760.4345 | 220.3 | 220.3 | 220.3 | 220.3 | 220.3 | 220.3 |  |  |  | 760434.5082 | 1.6853
|  | Bio |  | 48135 | 44131.4333 | 43955.2258 | 45881.889 | 29021.3067 | 27491.7546 | 28926.3072 |  |  |  | 48135000 | 106.6775
|  | District heating |  | 19852 | 14382.6716 | 15768.0395 | 16534.195 | 9835.5499 | 11034.4149 | 11700.4297 |  |  |  | 19852000 | 43.9963
|  | Electric energy |  | 6809.3473 | 6523.3964 | 6553.0755 | 10034.6339 | 5527.4629 | 5573.1211 | 6666.5643 |  |  |  | 6809347.3468 | 15.091
|  | Solar energy |  | 328.0933 | 250.6641 | 221.6811 | 579.9724 | 250.6641 | 221.6811 | 506.7779 |  |  |  | 328093.2583 | 0.72712
|  | Geothermal energy |  | 2802.8028 | 1960.0489 | 1878.8361 | 3832.1891 | 1714.115 | 1566.3825 | 2947.7223 |  |  |  | 2802802.8228 | 6.2116
|  |  |  | 97524.3116 | [9 empty] | 97524311.5834 | 216.1347
100655.2077

## SOURCE SR2+3 - Summary Ind
IWU / TL / pasted on 19-01-2016
Source for entries in sheet "Summary Indicators"
Values pasted from SR2/SR3
Please, select your case study values and copy/paste them into the sheet "Summary Indicators".
You may then delete this sheet.
[8 empty] | space heating only (without DHW) | [21 empty] | not available
|  |  |  | 1 |  |  |  | 2 |  |  |  | 3 | [9 empty] | 4 |  |  |  | 5 |  |  |  | 6 |  |  |  |  | 7 |  |  |  | 8 |  |  |  | 9 |  |  |  | 10 |  |  |  | 11 |  |  |  | 12 |  |  |  | 13 |  |  |  | 14 |  |  |  | 15 |  |  |  | 16 |  |  |  | 17 |  |  |  | 18
|  |  |  | AT |  |  |  | BE |  |  |  | CY | [9 empty] | CZ |  |  |  | DE |  |  |  | DK |  |  |  |  | ES |  |  |  | FR |  |  |  | GB |  |  |  | GR |  |  |  | HU |  |  |  | IE |  |  |  | IT |  |  |  | NL |  |  |  | NO |  |  |  | RS |  |  |  | SI national |  |  |  | SI local
| Year |  |  | 2015 | 2020 | 2030 | 2050 | 2015 | 2020 | 2030 | 2050 | 2005 |  | 2015 |  | 2020 |  | 2030 |  | 2050 |  | 2015 | 2020 | 2030 | 2050 | 2015 | 2020 | 2030 | 2050 | 2012 | 2015 | 2020 | 2030 | 2050 | 2015 | 2020 | 2030 | 2050 | 2015 | 2020 | 2030 | 2050 | 2012 | 2020 | 2030 | 2050 | 2015 | 2020 | 2030 | 2050 | 2015 | 2020 | 2030 | 2050 | 2015 | 2020 | 2030 | 2050 | 2015 | 2020 | 2030 | 2050 | 2015 | 2020 | 2030 | 2050 | 2015 | 2020 | 2030 | 2050 | 2015 | 2020 | 2030 | 2050 | 2015 | 2020 | 2030 | 2050 | 2015 | 2020 | 2030 | 2050
[12 empty] | heating | cooling | heating | cooling | heating | cooling | heating | cooling | heating | cooling
| Reference Area | national reference area | [m²] | 20890848 | 21517573.44 | 22163100.6432 | 23271255.6754 | 38400 | 39936 | 40175.616 | 40659.1697 | 214668.7431 |  | 261680 |  | 288915.8646 |  | 352186.8268 |  | 523331.0981 |  | 378000 | 378000 | 378000 | 378000 | 3590962028.2257 | 3664245271.1507 | 3723311757.0007 | 3841444728.7007 | [5 empty] | 58900000 | 58900000 |  |  | 659289.0909 | 708736.3636 | 807629.0909 | 955969.0909 | 2100000000 |  |  | 2940000000 | 407000000 | 419000000 | 445000000 |  | 1311000 | 1432000 | 1550000 | 1756000 | 11142000 | 11560000 | 12390000 | 14050000 | 214330000 | 218670000 | 227340000 | 244680000 | 191413636.3636 | 191588443.3375 | 193336513.076 | 201639844.3337 | 296000000 | 309000000 | 335000000 | 381000000 | 1490000 | 1560000 | 1690000 | 2160000 | 64900000 | 67700000 | 72200000 |  | 410200 | 433800 | 482100
|  | EPISCOPE reference area | [m²] | 22979932.8 | 23669330.784 | 24379410.7075 | 25598381.2429 | 32640 | 33945.6 | 34149.2736 | 34560.2943 | 214668.7431 |  | 261680 |  | 288915.8646 |  | 352186.8268 |  | 523331.0981 |  | 416000 | 416000 | 416000 | 416000 | 3950058231.0483 | 4030669798.2658 | 4095642932.7008 | 4225589201.5708 | [5 empty] | 64800000 | 64800000 |  |  | 725218 | 779610 | 888392 | 1051566 | 2100000000 |  |  | 2940000000 | 256000000 | 264000000 | 280000000 |  | 1311000 | 1432000 | 1550000 | 1756000 | 11430000 | 11870000 | 12740000 | 14490000 | 214330000 | 218670000 | 227340000 | 244680000 | 210555000 | 210747287.6712 | 212670164.3836 | 221803828.7671 | 252000000 | 263000000 | 285000000 | 324000000 | 1639000 | 1716000 | 1859000 | 2376000 | 71390000 | 74470000 | 79420000 |  | 451220 | 477180 | 530310
| CO2 emissions | Trend | kg/m²yr | 27.1298 | 23.2636 | 18.6495 |  | 47.8145 | 46.2418 | 44.8788 | 42.2255 | 13.1 | 11.9 | 10.4 | 10.7 | 9.6 | 9.6 | 7.3 | 7.2 | 4 | 5 | 42.1 | 40 | 35.5 | 31.3 | 31.6825 | 29.1693 | 24.945 | 18.4408 | [5 empty] | 10.01 | 10.01 |  |  | 32.83 | 24.4099 | 13.3535 | 8.3277 | 42.1413 |  |  | 25.1 | 33.9 | 31.9 | 28 |  | 73.5224 | 68.3154 | 62.84 | 50.2672 | 33.56 | 30.97 | 26.15 | 18.68 | 57.9 | 56.05 | 52.63 | 46.8 | 42.83 | 38.1259 | 30.2111 | 18.9696 | 14.6 | 12.6 | 11.3 | 8.4 | 59 | 55 | 48 | 34 | 22.15 | 19.7 | 14.95 |  | 37.41 | 26.8 | 17.5
|  | Scenario B | kg/m²yr |  | 21.785 | 16.6194 |  |  | 43.6325 | 37.1366 | 29.8551 |  |  |  |  | 9 | 9.2 | 5.8 | 5.9 | 2 | 2.7 |  | 39.1 | 29 | 22.7 |  | 29.044 | 22.111 | 7.0207 | [6 empty] | 9.8 |  |  |  | 23.01 | 10.5314 | 4.3605 |  |  |  | 21.506 |  | 23.1 | 14.1 |  |  | 66.838 | 59.1521 | 43.058 |  | 28.95 | 21.6 | 12.84 |  | 55.99 | 52.47 | 46.42 |  | 40.22 | 34.0887 | 22.6685 |  | 13 | 10.9 | 8.1 |  | 54 | 46 | 30 |  | 13.76 | 11.04 |  |  | 26.3 | 17.25
|  | Scenario C | kg/m²yr |  | 20.6512 | 15.685 |  |  | 43.3369 | 36.2596 | 22.5533 |  |  |  |  | 8.6 | 8.4 | 4.7 | 4.1 | 0.8 | 0.4 |  | 34.9 | 22.6 | 17.2 |  | 28.5626 | 19.1679 | 5.7539 | [6 empty] | 9 |  |  |  | 21.8478 | 8.9631 | 3.3518 |  |  |  | 5.2304 |  | 22.5 | 11.2 |  |  | 65.1629 | 54.5483 | 32.9914 |  | 27.09 | 17.31 | 6.41 |  | 53.32 | 38.19 | 15.71 |  | 39.5672 | 31.9708 | 17.6074 |  | 12.9 | 10.3 | 7 |  | 53 | 43 | 25 |  | 11.46 | 8.5 |  |  | 26.62 | 15.77
|  | EPISCOPE benchmark | kg/m²yr |  | 25.0226 | 17.9007 |  |  | 43.6767 | 31.9909 | 11.2894 |  |  |  |  | 18.1554 |  | 10.9743 |  | 2.6376 |  |  | 40 | 29.5 | 10.5 |  | 29.48 | 21.3775 | 7.4 | [6 empty] | 3 |  |  |  | 29.0125 | 18.76 | 5.6603 |  |  |  | 7.5252 |  | 31.2291 | 21.696 |  |  | 63.9326 | 43.5185 | 13.7182 |  | 30.7002 | 21.0764 | 6.6182 |  | 53.9133 | 38.2106 | 12.6795 |  | 40.6513 | 29.6828 | 10.1645 |  | 13.31 | 9.05 | 2.84 |  | 53.5349 | 36.4124 | 10.1748 |  | 21 | 15.5 |  |  | 35.5395 | 26.187
|  | national benchmark | kg/m²yr |  | 15.276 | 7.638 | [9 empty] | 17.6466 |  | 10.6668 |  | 3.0765 |  |  | 50 | 38 |  |  | 25.306 | 18.6784 | 5.0289 | [6 empty] | 9.8 |  |  |  | 27.4856 | 18.3133 | 5.6603 |  |  |  | 8.8769 |  | 15.9 | 11.3 |  |  | 75.8741 | 62.1692 | 15.4664 |  | 31.18 | 21.82 | 6.41 |  | 53.32 | 38.19 | 15.71 |  | 32.4469 | 18.622 | 6.1338 |  | 10.2 | 8.1 | 4.7 |  | 54.4929 | 46.92 | 30.5243 |  | 20 | 15 |  |  | 33.669 | 26.187
| Total heat demand | Trend | kWh/(m²yr) | 179.0884 | 172.2906 | 166.3792 |  | 208.5563 | 200.2215 | 194.4431 | 183.1615 | 53 |  | 48.28 |  | 46 |  | 42 |  | 33 |  | 134 | 127 | 113 | 99 | 138.9039 | 132.358 | 121.043 | 102.2709 | [5 empty] | 49.71 | 49.71 |  |  | 98.65 | 85.48 | 74.17 | 67.08 | 171.4766 |  |  | 111.5988 | 215 | 206 | 189 |  | 239.628 | 222.4187 | 204.2486 | 166.3241 | 127.4 | 120.87 | 107.81 | 86.01 | 240 | 233 | 221 | 199 | 201 | 178.9241 | 141.7799 | 89.0237 | 154.3802 | 147.2471 | 131.1213 | 98.3728 | 227 | 216 | 194 | 144 | 122.81 | 117.7 | 110.4 |  | 194.8 | 135.9 | 81.1
|  | Scenario B | kWh/(m²yr) |  | 163.1378 | 153.8858 |  |  | 188.5531 | 159.8211 | 126.8853 |  |  |  |  | 45 |  | 37 |  | 28 |  |  | 124 | 102 | 85 |  | 131.8196 | 117.8491 | 85.8602 | [6 empty] | 48.72 |  |  |  | 84.35 | 70.28 | 64.53 |  |  |  | 101.5625 |  | 181.7 | 131.3 |  |  | 217.153 | 191.3532 | 141.396 |  | 114.68 | 93.3 | 65.86 |  | 233 | 221 | 200 |  | 189 | 164 | 116 |  | 150.8425 | 126.9981 | 94.5575 |  | 213 | 185 | 128 |  | 112.4 | 105.4 |  |  | 132.6 | 78.3
|  | Scenario C | kWh/(m²yr) |  | 141.8002 | 120.7285 |  |  | 181.0899 | 137.6763 | 53.5989 |  |  |  |  | 44 |  | 36 |  | 27 |  |  | 123 | 96 | 78 |  | 131.0247 | 112.6839 | 81.5728 | [6 empty] | 44.74 |  |  |  | 78.64 | 57.88 | 50.16 |  |  |  | 52.2362 |  | 175.6 | 116.9 |  |  | 210.8565 | 174.0695 | 102.3781 |  | 108.6 | 78.56 | 43.3 |  | 221 | 159 | 66 |  | 188 | 161 | 109 |  | 149.9506 | 120.0184 | 81.412 |  | 210 | 175 | 116 |  | 103.1 | 82.3 |  |  | 132.6 | 78.3
| CO2 emission factor heat supply | Trend | kg/kWh | 0.15149 | 0.13503 | 0.11209 |  | 0.22926 | 0.23095 | 0.23081 | 0.23054 | 0.24717 |  | 0.21541 |  | 0.2087 |  | 0.17381 |  | 0.12121 |  | 0.31481 | 0.31484 | 0.31522 | 0.31496 | 0.22809 | 0.22038 | 0.20608 | 0.18031 | [5 empty] | 0.20137 | 0.20137 |  |  | 0.33279 | 0.28556 | 0.18004 | 0.12415 | 0.24576 |  |  | 0.22491 | 0.158 | 0.155 | 0.148 |  | 0.30682 | 0.30715 | 0.30766 | 0.30222 | 0.26342 | 0.25623 | 0.24256 | 0.21718 | 0.241 | 0.24 | 0.239 | 0.235 | 0.21308 | 0.21308 | 0.21308 | 0.21308 | 0.094718 | 0.085859 | 0.085817 | 0.085733 | 0.259 | 0.255 | 0.248 | 0.235 | 0.18036 | 0.16737 | 0.13542 |  | 0.192 | 0.197 | 0.216
|  | Scenario B | kg/kWh |  | 0.13354 | 0.108 |  |  | 0.23141 | 0.23236 | 0.23529 |  |  |  |  | 0.2 |  | 0.15676 |  | 0.071429 |  |  | 0.31479 | 0.28374 | 0.26729 |  | 0.22033 | 0.18762 | 0.081769 | [6 empty] | 0.20115 |  |  |  | 0.27279 | 0.14985 | 0.067573 |  |  |  | 0.21175 |  | 0.127 | 0.108 |  |  | 0.30779 | 0.30912 | 0.30452 |  | 0.25244 | 0.23151 | 0.19496 |  | 0.24 | 0.238 | 0.232 |  | 0.2128 | 0.20786 | 0.19542 |  | 0.085859 | 0.085817 | 0.085733 |  | 0.254 | 0.246 | 0.231 |  | 0.12242 | 0.10474 |  |  | 0.198 | 0.22
|  | Scenario C | kg/kWh |  | 0.14564 | 0.12992 |  |  | 0.23931 | 0.26337 | 0.42078 |  |  |  |  | 0.19545 |  | 0.13056 |  | 0.02963 |  |  | 0.28356 | 0.23596 | 0.21959 |  | 0.21799 | 0.1701 | 0.070537 | [6 empty] | 0.20116 |  |  |  | 0.27782 | 0.15486 | 0.066821 |  |  |  | 0.10013 |  | 0.128 | 0.096 |  |  | 0.30904 | 0.31337 | 0.32225 |  | 0.24945 | 0.22034 | 0.14804 |  | 0.241 | 0.24 | 0.239 |  | 0.21046 | 0.19858 | 0.16154 |  | 0.085859 | 0.085817 | 0.085733 |  | 0.253 | 0.243 | 0.225 |  | 0.11115 | 0.103 |  |  | 0.201 | 0.201

## SOURCE TABULA.xlsm - Basic Case
IWU / TL / pasted on 27-01-2016
Source for entries in sheet "Basic Case Details"
Values pasted from sheet "[TABULA.xlsm]Calc.Demo.AverageBuiSys" (at the bottom)
Please, select your case study rows and copy/paste them into the sheet "Basic Case Details".
You may then delete this sheet.
| TABULA Average Buildings | [29 empty] | EPISCOPE Monitoring Indicators
[5 empty] | Building Stock |  |  |  | AT | Regional |  |  | Regional building stock of the Province of Salzburg (Austria) | [15 empty] | Year | 2013
[5 empty] | Details |  |  |  | AEA model of regional building stock of the Province of Salzburg | Regional building stock of the Province of Salzburg (Austria) | Regional building stock of the Province of Salzburg (Austria) | Regional building stock of the Province of Salzburg (Austria) | Regional building stock of the Province of Salzburg (Austria) | Regional building stock of the Province of Salzburg (Austria) | Regional building stock of the Province of Salzburg (Austria) | Regional building stock of the Province of Salzburg (Austria) | Regional building stock of the Province of Salzburg (Austria) | Regional building stock of the Province of Salzburg (Austria) | Regional building stock of the Province of Salzburg (Austria) | Regional building stock of the Province of Salzburg (Austria) | Regional building stock of the Province of Salzburg (Austria) | Regional building stock of the Province of Salzburg (Austria) | Regional building stock of the Province of Salzburg (Austria) | Regional building stock of the Province of Salzburg (Austria) | Regional building stock of the Province of Salzburg (Austria) | Regional building stock of the Province of Salzburg (Austria) | Regional building stock of the Province of Salzburg (Austria) | Regional building stock of the Province of Salzburg (Austria) | Regional building stock of the Province of Salzburg (Austria) | Regional building stock of the Province of Salzburg (Austria) | Regional building stock of the Province of Salzburg (Austria)
Annotations to this sheet
[10 empty] | 1 |  | 2 |  | 3 |  | 4 |  | 5 |  | 6 |  | 7 |  | 8 |  | 9 |  | 10
|  |  | Building type / label | [6 empty] | SFH I&II |  | SFH III&IV |  | MFH I&II |  | MFH III&IV |  | SFH V&VI&VII&VIII |  | MFH V&VI&VII&VIII
Building size category
Construction time band
|  | General Data | [5 empty] | Total
|  |  | Number of buildings |  |  |  |  | 120665.2976 | 0 | 13777.0698 | 0 | 42648.8191 | 0 | 4559.0181 | 0 | 6876.5231 | 0 | 41197.1433 | 0 | 11606.7242 | 0 | 0 | 0 | 0 | 0 | 0 | 0 | 0 | 0 | 10^0
|  |  | Number of dwellings |  |  |  |  | 282749.2251 | 0 | 21012.6844 | 0 | 45127.9384 | 0 | 59778.5843 | 0 | 70888.7623 | 0 | 37133.7509 | 0 | 48807.5049 | 0 | 0 | 0 | 0 | 0 | 0 | 0 | 0 | 0 | 10^0
|  |  | Floor area national | [6 empty] | 2017.8686 | 0 | 4388.2858 | 0 | 2273.6664 | 0 | 3202.0222 | 0 | 3741.4938 | 0 | 5276.6632 | 0 | 0 | 0 | 0 | 0 | 0 | 0 | 0 | 0 | 10^3 m²
|  |  | Floor area TABULA |  |  |  |  | 22990 | 0 | 2219.6555 | 0 | 4827.1144 | 0 | 2501.033 | 0 | 3522.2245 | 0 | 4115.6431 | 0 | 5804.3296 | 0 | 0 | 0 | 0 | 0 | 0 | 0 | 0 | 0 | 10^3 m²
Building Insulation
Original state / not refurbished fraction of the envelope area
U-values of the original state
|  |  |  | Roof | [5 empty] | 0.96 |  | 0.89 |  | 0.81 |  | 1.26 |  | 0.29 |  | 0.23125 |  | 0 |  | 0 |  | 0 |  | 0 |  | W/(m²K)
|  |  |  | Wall | [5 empty] | 1.47 |  | 1.18 |  | 1.27 |  | 0.94 |  | 0.415 |  | 0.39625 |  | 0 |  | 0 |  | 0 |  | 0 |  | W/(m²K)
|  |  |  | Window | [5 empty] | 2.15 |  | 2.2 |  | 2.12 |  | 1.92 |  | 1.3525 |  | 1.3013 |  | 0 |  | 0 |  | 0 |  | 0 |  | W/(m²K)
|  |  |  | Floor | [5 empty] | 1.01 |  | 1.54 |  | 1.17 |  | 1.19 |  | 0.41625 |  | 0.36125 |  | 0 |  | 0 |  | 0 |  | 0 |  | W/(m²K)
Refubishments (averages)
Refurbished fraction of envelope areas
|  |  |  | Roof | [5 empty] | 7% |  | 7% |  | 7% |  | 7% |  | 0% |  | 0% |  | 0% |  | 0% |  | 0% |  | 0%
|  |  |  | Wall | [5 empty] | 7% |  | 7% |  | 7% |  | 7% |  | 0% |  | 0% |  | 0% |  | 0% |  | 0% |  | 0%
|  |  |  | Window | [5 empty] | 7% |  | 7% |  | 7% |  | 7% |  | 0% |  | 0% |  | 0% |  | 0% |  | 0% |  | 0%
|  |  |  | Floor | [5 empty] | 7% |  | 7% |  | 7% |  | 7% |  | 0% |  | 0% |  | 0% |  | 0% |  | 0% |  | 0%
|  |  |  | Total (indicative) | [5 empty] | 7% |  | 7% |  | 7% |  | 7% |  | 0% |  | 0% |  | 0% |  | 0% |  | 0% |  | 0%
U-values of the refurbished fraction (averages)
|  |  |  | Roof | [5 empty] | 0.48 |  | 0.445 |  | 0.42406 |  | 0.63 |  | 0 |  | 0 |  | 0 |  | 0 |  | 0 |  | 0 |  | W/(m²K)
|  |  |  | Wall | [5 empty] | 0.735 |  | 0.59 |  | 0.635 |  | 0.47 |  | 0 |  | 0 |  | 0 |  | 0 |  | 0 |  | 0 |  | W/(m²K)
|  |  |  | Window | [5 empty] | 2.2 |  | 2.2 |  | 2.2 |  | 1.92 |  | 0 |  | 0 |  | 0 |  | 0 |  | 0 |  | 0 |  | W/(m²K)
|  |  |  | Floor | [5 empty] | 0.505 |  | 0.77 |  | 0.58996 |  | 0.595 |  | 0 |  | 0 |  | 0 |  | 0 |  | 0 |  | 0 |  | W/(m²K)
Main Heat Supply Systems
Ventilation Systems with Heat Recovery
|  |  |  | Occurances | [5 empty] | 0% | 0% | 0% | 0% | 0% | 0% | 0% | 0% | 0% | 0% | 0% | 0% | 0% | 0% | 0% | 0% | 0% | 0% | 0% | 0%
Heating Systems
Occurances or Fractions of Produced Heat
|  |  | 1 | Bio_Wood |  | B_WP |  |  | C | 40% | 0% | 40% | 0% | 15% | 0% | 15% | 0% | 40% | 0% | 15% | 0% |  | 0% |  | 0% |  | 0% |  | 0%
|  |  | 2 | DH |  | TS |  |  | C | 13% | 0% | 13% | 0% | 70% | 0% | 70% | 0% | 13% | 0% | 70% | 0% |  | 0% |  | 0% |  | 0% |  | 0%
|  |  | 3 | El |  | HP_Air |  |  | C | 35% | 0% | 35% | 0% | 0% | 0% | 0% | 0% | 35% | 0% | 0% | 0% |  | 0% |  | 0% |  | 0% |  | 0%
|  |  | 4 | El_Prod_PV |  | HP_Water |  |  | C | 0% | 0% | 0% | 0% | 0% | 0% | 0% | 0% | 0% | 0% | 0% | 0% |  | 0% |  | 0% |  | 0% |  | 0%
|  |  | 5 | Gas |  | B_C |  |  | C | 10% | 0% | 10% | 0% | 10% | 0% | 10% | 0% | 10% | 0% | 10% | 0% |  | 0% |  | 0% |  | 0% |  | 0%
|  |  | 6 | Oil |  | B_C |  |  | C | 2% | 0% | 2% | 0% | 5% | 0% | 5% | 0% | 2% | 0% | 5% | 0% |  | 0% |  | 0% |  | 0% |  | 0%
|  |  | 7 | - |  | Solar |  |  | C | 0% | 0% | 0% | 0% | 0% | 0% | 0% | 0% | 0% | 0% | 0% | 0% |  | 0% |  | 0% |  | 0% |  | 0%
|  |  | 8 | [7 empty] | 0% |  | 0% |  | 0% |  | 0% |  | 0% |  | 0% |  | 0% |  | 0% |  | 0% |  | 0%
|  |  | 9 | [7 empty] | 0% |  | 0% |  | 0% |  | 0% |  | 0% |  | 0% |  | 0% |  | 0% |  | 0% |  | 0%
|  |  | 10 | [7 empty] | 0% |  | 0% |  | 0% |  | 0% |  | 0% |  | 0% |  | 0% |  | 0% |  | 0% |  | 0%
|  |  | 11 | [7 empty] | 0% |  | 0% |  | 0% |  | 0% |  | 0% |  | 0% |  | 0% |  | 0% |  | 0% |  | 0%
|  |  | 12 | [7 empty] | 0% |  | 0% |  | 0% |  | 0% |  | 0% |  | 0% |  | 0% |  | 0% |  | 0% |  | 0%
|  |  | 13 | [7 empty] | 0% |  | 0% |  | 0% |  | 0% |  | 0% |  | 0% |  | 0% |  | 0% |  | 0% |  | 0%
|  |  | 14 | [7 empty] | 0% |  | 0% |  | 0% |  | 0% |  | 0% |  | 0% |  | 0% |  | 0% |  | 0% |  | 0%
|  |  | 15 | [7 empty] | 0% |  | 0% |  | 0% |  | 0% |  | 0% |  | 0% |  | 0% |  | 0% |  | 0% |  | 0%
|  |  | 16 | [7 empty] | 0% |  | 0% |  | 0% |  | 0% |  | 0% |  | 0% |  | 0% |  | 0% |  | 0% |  | 0%
|  |  | 17 | [7 empty] | 0% |  | 0% |  | 0% |  | 0% |  | 0% |  | 0% |  | 0% |  | 0% |  | 0% |  | 0%
|  |  | 18 | [7 empty] | 0% |  | 0% |  | 0% |  | 0% |  | 0% |  | 0% |  | 0% |  | 0% |  | 0% |  | 0%
|  |  | 19 | [7 empty] | 0% |  | 0% |  | 0% |  | 0% |  | 0% |  | 0% |  | 0% |  | 0% |  | 0% |  | 0%
|  |  | 20 | [7 empty] | 0% |  | 0% |  | 0% |  | 0% |  | 0% |  | 0% |  | 0% |  | 0% |  | 0% |  | 0%
|  |  |  | Sum | [5 empty] | 100% | 0% | 100% | 0% | 100% | 0% | 100% | 0% | 100% | 0% | 100% | 0% |  | 0% |  | 0% |  | 0% |  | 0%
[5 empty] | thereof |  | central |  |  | 100% | 0% | 100% | 0% | 100% | 0% | 100% | 0% | 100% | 0% | 100% | 0% | 0% | 0% | 0% | 0% | 0% | 0% | 0% | 0%
[7 empty] | decentral |  |  | 0% | 0% | 0% | 0% | 0% | 0% | 0% | 0% | 0% | 0% | 0% | 0% | 0% | 0% | 0% | 0% | 0% | 0% | 0% | 0%
|  |  |  | Other Systems | [5 empty] | 0% | 0% | 0% | 0% | 0% | 0% | 0% | 0% | 0% | 0% | 0% | 0% |  | 0% |  | 0% |  | 0% |  | 0%
DHW Systems
Occurances or Fractions of Produced Heat
|  |  | 1 | Bio_Wood |  | B_WP |  |  | C | 8.274% | 0% | 11.25% | 0% | 15.85% | 0% | 12.15% | 0% | 12.27% | 0% | 40.21% | 0% |  | 0% |  | 0% |  | 0% |  | 0%
|  |  | 2 | DH |  | TS |  |  | C | 9.888% | 0% | 33.58% | 0% | 5.962% | 0% | 16.65% | 0% | 20.16% | 0% | 13.76% | 0% |  | 0% |  | 0% |  | 0% |  | 0%
|  |  | 3 | El |  | E |  |  | C | 20.66% | 0% | 44.92% | 0% | 2.328% | 0% | 6.556% | 0% | 25.54% | 0% | 0% | 0% |  | 0% |  | 0% |  | 0% |  | 0%
|  |  | 4 | El_Prod_PV |  | E |  |  | D | 15.62% | 0% | 24.74% | 0% | 10.81% | 0% | 9.027% | 0% | 22.89% | 0% | 16.92% | 0% |  | 0% |  | 0% |  | 0% |  | 0%
|  |  | 5 | Gas |  | B_C |  |  | C | 4.566% | 0% | 7.447% | 0% | 12% | 0% | 32% | 0% | 10.82% | 0% | 33.17% | 0% |  | 0% |  | 0% |  | 0% |  | 0%
|  |  | 6 | Oil |  | B_C |  |  | C | 7.874% | 0% | 21.4% | 0% | 7.763% | 0% | 7.028% | 0% | 26.76% | 0% | 29.17% | 0% |  | 0% |  | 0% |  | 0% |  | 0%
|  |  | 7 | Other |  |  |  |  | C | 0% | 0% | 0% | 0% | 0% | 0% | 0% | 0% | 0% | 0% | 0% | 0% |  | 0% |  | 0% |  | 0% |  | 0%
|  |  | 8 | [7 empty] | 0% |  | 0% |  | 0% |  | 0% |  | 0% |  | 0% |  | 0% |  | 0% |  | 0% |  | 0%
|  |  | 9 | [7 empty] | 0% |  | 0% |  | 0% |  | 0% |  | 0% |  | 0% |  | 0% |  | 0% |  | 0% |  | 0%
|  |  | 10 | [7 empty] | 0% |  | 0% |  | 0% |  | 0% |  | 0% |  | 0% |  | 0% |  | 0% |  | 0% |  | 0%
|  |  | 11 | [7 empty] | 0% |  | 0% |  | 0% |  | 0% |  | 0% |  | 0% |  | 0% |  | 0% |  | 0% |  | 0%
|  |  | 12 | [7 empty] | 0% |  | 0% |  | 0% |  | 0% |  | 0% |  | 0% |  | 0% |  | 0% |  | 0% |  | 0%
|  |  | 13 | [7 empty] | 0% |  | 0% |  | 0% |  | 0% |  | 0% |  | 0% |  | 0% |  | 0% |  | 0% |  | 0%
|  |  | 14 | [7 empty] | 0% |  | 0% |  | 0% |  | 0% |  | 0% |  | 0% |  | 0% |  | 0% |  | 0% |  | 0%
|  |  | 15 | [7 empty] | 0% |  | 0% |  | 0% |  | 0% |  | 0% |  | 0% |  | 0% |  | 0% |  | 0% |  | 0%
|  |  | 16 | [7 empty] | 0% |  | 0% |  | 0% |  | 0% |  | 0% |  | 0% |  | 0% |  | 0% |  | 0% |  | 0%
|  |  | 17 | [7 empty] | 0% |  | 0% |  | 0% |  | 0% |  | 0% |  | 0% |  | 0% |  | 0% |  | 0% |  | 0%
|  |  | 18 | [7 empty] | 0% |  | 0% |  | 0% |  | 0% |  | 0% |  | 0% |  | 0% |  | 0% |  | 0% |  | 0%
|  |  | 19 | [7 empty] | 0% |  | 0% |  | 0% |  | 0% |  | 0% |  | 0% |  | 0% |  | 0% |  | 0% |  | 0%
|  |  | 20 | [7 empty] | 0% |  | 0% |  | 0% |  | 0% |  | 0% |  | 0% |  | 0% |  | 0% |  | 0% |  | 0%
|  |  |  | Sum | [5 empty] | 66.88% | 0% | 143.3% | 0% | 54.71% | 0% | 83.41% | 0% | 118.4% | 0% | 133.2% | 0% |  | 0% |  | 0% |  | 0% |  | 0%
[5 empty] | thereof |  | central |  |  | 51.26% | 0% | 118.6% | 0% | 43.91% | 0% | 74.38% | 0% | 95.55% | 0% | 116.3% | 0% | 0% | 0% | 0% | 0% | 0% | 0% | 0% | 0%
[7 empty] | decentral |  |  | 15.62% | 0% | 24.74% | 0% | 10.81% | 0% | 9.027% | 0% | 22.89% | 0% | 16.92% | 0% | 0% | 0% | 0% | 0% | 0% | 0% | 0% | 0%
|  |  |  | Other Systems | [5 empty] | 33.12% | 0% | -43.34% | 0% | 45.29% | 0% | 16.59% | 0% | -18.44% | 0% | -33.22% | 0% |  | 0% |  | 0% |  | 0% |  | 0%
|  | Energy Balance | [16 empty] | All energy quantities in | MWh/a |  |  |  | Heating + DHW
[8 empty] | fuels related to |  |  | gross | 0% | calorific value
[28 empty] | Total |  | per m²
|  |  | Net heat need |  |  |  |  | 431384.5903 |  | 938060.6975 |  | 385428.3149 |  | 551299.3692 |  | 757081.428 |  | 883745.6001 |  | 0 |  | 0 |  | 0 |  | 0 |  | 3947000 |  | 171.6833
|  |  | Produced heat |  |  |  |  | 449768.984 |  | 978038.1969 |  | 401854.1818 |  | 574794.1924 |  | 789346.1017 |  | 921408.3433 |  | 0 |  | 0 |  | 0 |  | 0 |  | 4115210 |  | 179
|  |  | Gas |  |  |  | 1.087 | 71412.3795 |  | 97063.4093 |  | 136790.6094 |  | 104820.6139 |  | 105929.1857 |  | 347027.2804 |  | 0 |  | 0 |  | 0 |  | 0 |  | 863043.4783 |  | 37.54
|  |  | Oil |  |  |  | 1.0526 | 123552.4452 |  | 419535.307 |  | 74492.0948 |  | 208095.8052 |  | 251863.4955 |  | 171934.5366 |  | 0 |  | 0 |  | 0 |  | 0 |  | 1249473.6842 |  | 54.3486
|  |  | Coal |  |  |  | 1.0526 | 47185.8778 |  | 102615.7583 |  | 5316.7458 |  | 14975.2298 |  | 58327.4409 |  | 0 |  | 0 |  | 0 |  | 0 |  | 0 |  | 228421.0526 |  | 9.9357
|  |  | Bio |  |  |  | 1.0526 | 167666.7091 |  | 265656.8363 |  | 116051.5953 |  | 96921.5705 |  | 245746.7462 |  | 181640.7531 |  | 0 |  | 0 |  | 0 |  | 0 |  | 1073684.2105 |  | 46.7022
|  |  | DH |  |  |  |  | 18217.7589 |  | 29713.8026 |  | 47896.7002 |  | 127679.4596 |  | 43162.0858 |  | 132330.1928 |  | 0 |  | 0 |  | 0 |  | 0 |  | 399000 |  | 17.3554
|  |  | El |  |  |  |  | 25982.6618 |  | 70631.0519 |  | 25616.8398 |  | 23191.9694 |  | 88323.6928 |  | 96253.7841 |  | 0 |  | 0 |  | 0 |  | 0 |  | 330000 |  | 14.3541
|  |  | Other / not specified |  |  |  |  | 0 |  | 0 |  | 0 |  | 0 |  | 0 |  | 0 |  | 0 |  | 0 |  | 0 |  | 0 |  | 0 |  | 0
|  |  | Sum final energy |  |  |  |  | 454017.8322 |  | 985216.1654 |  | 406164.5854 |  | 575684.6486 |  | 793352.647 |  | 929186.547 |  | 0 |  | 0 |  | 0 |  | 0 |  | 4143622.4256 |  | 180.2359
|  |  | per m² |  |  |  |  | 204.5443 |  | 204.1004 |  | 162.3987 |  | 163.4435 |  | 192.7652 |  | 160.0851
|  |  | CHP electr. production |  |  |  |  | 0 |  | 0 |  | 0 |  | 0 |  | 0 |  | 0 |  | 0 |  | 0 |  | 0 |  | 0 |  | 0 |  | 0
| Version: |  | 2016-01-21
| TABULA Average Buildings | [29 empty] | EPISCOPE Monitoring Indicators
[5 empty] | Building Stock |  |  |  | BE | Local |  |  | Local building stock of Sint-Amandsberg, Belgium | [15 empty] | Year | 2015
[5 empty] | Details |  |  |  | Residential building stock of SAD, VITO model, existing state 2015 | Local building stock of Sint-Amandsberg, Belgium | Local building stock of Sint-Amandsberg, Belgium | Local building stock of Sint-Amandsberg, Belgium | Local building stock of Sint-Amandsberg, Belgium | Local building stock of Sint-Amandsberg, Belgium | Local building stock of Sint-Amandsberg, Belgium | Local building stock of Sint-Amandsberg, Belgium | Local building stock of Sint-Amandsberg, Belgium | Local building stock of Sint-Amandsberg, Belgium | Local building stock of Sint-Amandsberg, Belgium | Local building stock of Sint-Amandsberg, Belgium | Local building stock of Sint-Amandsberg, Belgium | Local building stock of Sint-Amandsberg, Belgium | Local building stock of Sint-Amandsberg, Belgium | Local building stock of Sint-Amandsberg, Belgium | Local building stock of Sint-Amandsberg, Belgium | Local building stock of Sint-Amandsberg, Belgium | Local building stock of Sint-Amandsberg, Belgium | Local building stock of Sint-Amandsberg, Belgium | Local building stock of Sint-Amandsberg, Belgium | Local building stock of Sint-Amandsberg, Belgium | Local building stock of Sint-Amandsberg, Belgium
Annotations to this sheet
[10 empty] | 1 |  | 2 |  | 3 |  | 4 |  | 5 |  | 6 |  | 7 |  | 8 |  | 9 |  | 10
Building type / label
Building size category
Construction time band
|  | General Data | [5 empty] | Total
|  |  | Number of buildings |  |  |  |  | 200.1839 | 0 | 200.1839 | 0 | 0 | 0 | 0 | 0 | 0 | 0 | 0 | 0 | 0 | 0 | 0 | 0 | 0 | 0 | 0 | 0 | 0 | 0 | 10^0
|  |  | Number of dwellings |  |  |  |  | 200 | 0 | 200 | 0 | 0 | 0 | 0 | 0 | 0 | 0 | 0 | 0 | 0 | 0 | 0 | 0 | 0 | 0 | 0 | 0 | 0 | 0 | 10^0
|  |  | Floor area national | [6 empty] | 38.4 | 0 | 0 | 0 | 0 | 0 | 0 | 0 | 0 | 0 | 0 | 0 | 0 | 0 | 0 | 0 | 0 | 0 | 0 | 0 | 10^3 m²
|  |  | Floor area TABULA |  |  |  |  | 32.64 | 0 | 32.64 | 0 | 0 | 0 | 0 | 0 | 0 | 0 | 0 | 0 | 0 | 0 | 0 | 0 | 0 | 0 | 0 | 0 | 0 | 0 | 10^3 m²
Building Insulation
Original state / not refurbished fraction of the envelope area
U-values of the original state
|  |  |  | Roof | [5 empty] | 2.8 |  | 0 |  | 0 |  | 0 |  | 0 |  | 0 |  | 0 |  | 0 |  | 0 |  | 0 |  | W/(m²K)
|  |  |  | Wall | [5 empty] | 2.14 |  | 0 |  | 0 |  | 0 |  | 0 |  | 0 |  | 0 |  | 0 |  | 0 |  | 0 |  | W/(m²K)
|  |  |  | Window | [5 empty] | 5 |  | 0 |  | 0 |  | 0 |  | 0 |  | 0 |  | 0 |  | 0 |  | 0 |  | 0 |  | W/(m²K)
|  |  |  | Floor | [5 empty] | 2.0643 |  | 0 |  | 0 |  | 0 |  | 0 |  | 0 |  | 0 |  | 0 |  | 0 |  | 0 |  | W/(m²K)
Refubishments (averages)
Refurbished fraction of envelope areas
|  |  |  | Roof | [5 empty] | 86% |  | 0% |  | 0% |  | 0% |  | 0% |  | 0% |  | 0% |  | 0% |  | 0% |  | 0%
|  |  |  | Wall | [5 empty] | 0% |  | 0% |  | 0% |  | 0% |  | 0% |  | 0% |  | 0% |  | 0% |  | 0% |  | 0%
|  |  |  | Window | [5 empty] | 88% |  | 0% |  | 0% |  | 0% |  | 0% |  | 0% |  | 0% |  | 0% |  | 0% |  | 0%
|  |  |  | Floor | [5 empty] | 0% |  | 0% |  | 0% |  | 0% |  | 0% |  | 0% |  | 0% |  | 0% |  | 0% |  | 0%
|  |  |  | Total (indicative) | [5 empty] | 34.41% |  | 0% |  | 0% |  | 0% |  | 0% |  | 0% |  | 0% |  | 0% |  | 0% |  | 0%
U-values of the refurbished fraction (averages)
|  |  |  | Roof | [5 empty] | 1.29 |  | 0 |  | 0 |  | 0 |  | 0 |  | 0 |  | 0 |  | 0 |  | 0 |  | 0 |  | W/(m²K)
|  |  |  | Wall | [5 empty] | 0 |  | 0 |  | 0 |  | 0 |  | 0 |  | 0 |  | 0 |  | 0 |  | 0 |  | 0 |  | W/(m²K)
|  |  |  | Window | [5 empty] | 2.63 |  | 0 |  | 0 |  | 0 |  | 0 |  | 0 |  | 0 |  | 0 |  | 0 |  | 0 |  | W/(m²K)
|  |  |  | Floor | [5 empty] | 0 |  | 0 |  | 0 |  | 0 |  | 0 |  | 0 |  | 0 |  | 0 |  | 0 |  | 0 |  | W/(m²K)
Main Heat Supply Systems
Ventilation Systems with Heat Recovery
|  |  |  | Occurances | [5 empty] | 0% | 0% | 0% | 0% | 0% | 0% | 0% | 0% | 0% | 0% | 0% | 0% | 0% | 0% | 0% | 0% | 0% | 0% | 0% | 0%
Heating Systems
Occurances or Fractions of Produced Heat
|  |  | 1 | Gas |  | B_C |  |  | C | 62% | 0% |  | 0% |  | 0% |  | 0% |  | 0% |  | 0% |  | 0% |  | 0% |  | 0% |  | 0%
|  |  | 2 | Gas |  | Stove |  |  | D | 20% | 0% |  | 0% |  | 0% |  | 0% |  | 0% |  | 0% |  | 0% |  | 0% |  | 0% |  | 0%
|  |  | 3 | Gas |  | B_NC |  |  | C | 10% | 0% |  | 0% |  | 0% |  | 0% |  | 0% |  | 0% |  | 0% |  | 0% |  | 0% |  | 0%
|  |  | 4 | Oil |  | B_C |  |  | C | 4% | 0% |  | 0% |  | 0% |  | 0% |  | 0% |  | 0% |  | 0% |  | 0% |  | 0% |  | 0%
|  |  | 5 | Bio |  | B_NC |  |  | C | 2% | 0% |  | 0% |  | 0% |  | 0% |  | 0% |  | 0% |  | 0% |  | 0% |  | 0% |  | 0%
|  |  | 6 | El |  | E |  |  | D | 2% | 0% |  | 0% |  | 0% |  | 0% |  | 0% |  | 0% |  | 0% |  | 0% |  | 0% |  | 0%
|  |  | 7 | [7 empty] | 0% |  | 0% |  | 0% |  | 0% |  | 0% |  | 0% |  | 0% |  | 0% |  | 0% |  | 0%
|  |  | 8 | [7 empty] | 0% |  | 0% |  | 0% |  | 0% |  | 0% |  | 0% |  | 0% |  | 0% |  | 0% |  | 0%
|  |  | 9 | [7 empty] | 0% |  | 0% |  | 0% |  | 0% |  | 0% |  | 0% |  | 0% |  | 0% |  | 0% |  | 0%
|  |  | 10 | [7 empty] | 0% |  | 0% |  | 0% |  | 0% |  | 0% |  | 0% |  | 0% |  | 0% |  | 0% |  | 0%
|  |  | 11 | [7 empty] | 0% |  | 0% |  | 0% |  | 0% |  | 0% |  | 0% |  | 0% |  | 0% |  | 0% |  | 0%
|  |  | 12 | [7 empty] | 0% |  | 0% |  | 0% |  | 0% |  | 0% |  | 0% |  | 0% |  | 0% |  | 0% |  | 0%
|  |  | 13 | [7 empty] | 0% |  | 0% |  | 0% |  | 0% |  | 0% |  | 0% |  | 0% |  | 0% |  | 0% |  | 0%
|  |  | 14 | [7 empty] | 0% |  | 0% |  | 0% |  | 0% |  | 0% |  | 0% |  | 0% |  | 0% |  | 0% |  | 0%
|  |  | 15 | [7 empty] | 0% |  | 0% |  | 0% |  | 0% |  | 0% |  | 0% |  | 0% |  | 0% |  | 0% |  | 0%
|  |  | 16 | [7 empty] | 0% |  | 0% |  | 0% |  | 0% |  | 0% |  | 0% |  | 0% |  | 0% |  | 0% |  | 0%
|  |  | 17 | [7 empty] | 0% |  | 0% |  | 0% |  | 0% |  | 0% |  | 0% |  | 0% |  | 0% |  | 0% |  | 0%
|  |  | 18 | [7 empty] | 0% |  | 0% |  | 0% |  | 0% |  | 0% |  | 0% |  | 0% |  | 0% |  | 0% |  | 0%
|  |  | 19 | [7 empty] | 0% |  | 0% |  | 0% |  | 0% |  | 0% |  | 0% |  | 0% |  | 0% |  | 0% |  | 0%
|  |  | 20 | [7 empty] | 0% |  | 0% |  | 0% |  | 0% |  | 0% |  | 0% |  | 0% |  | 0% |  | 0% |  | 0%
|  |  |  | Sum | [5 empty] | 100% | 0% |  | 0% |  | 0% |  | 0% |  | 0% |  | 0% |  | 0% |  | 0% |  | 0% |  | 0%
[5 empty] | thereof |  | central |  |  | 78% | 0% | 0% | 0% | 0% | 0% | 0% | 0% | 0% | 0% | 0% | 0% | 0% | 0% | 0% | 0% | 0% | 0% | 0% | 0%
[7 empty] | decentral |  |  | 22% | 0% | 0% | 0% | 0% | 0% | 0% | 0% | 0% | 0% | 0% | 0% | 0% | 0% | 0% | 0% | 0% | 0% | 0% | 0%
|  |  |  | Other Systems | [5 empty] | 0% | 0% |  | 0% |  | 0% |  | 0% |  | 0% |  | 0% |  | 0% |  | 0% |  | 0% |  | 0%
DHW Systems
Occurances or Fractions of Produced Heat
|  |  | 1 | Gas |  | G_IWH_NC |  |  | D | 88% | 0% |  | 0% |  | 0% |  | 0% |  | 0% |  | 0% |  | 0% |  | 0% |  | 0% |  | 0%
|  |  | 2 | El |  | E |  |  | C | 6% | 0% |  | 0% |  | 0% |  | 0% |  | 0% |  | 0% |  | 0% |  | 0% |  | 0% |  | 0%
|  |  | 3 | Gas |  | B_NC |  |  | C | 4% | 0% |  | 0% |  | 0% |  | 0% |  | 0% |  | 0% |  | 0% |  | 0% |  | 0% |  | 0%
|  |  | 4 | El |  | E |  |  | D | 2% | 0% |  | 0% |  | 0% |  | 0% |  | 0% |  | 0% |  | 0% |  | 0% |  | 0% |  | 0%
|  |  | 5 | [7 empty] | 0% |  | 0% |  | 0% |  | 0% |  | 0% |  | 0% |  | 0% |  | 0% |  | 0% |  | 0%
|  |  | 6 | [7 empty] | 0% |  | 0% |  | 0% |  | 0% |  | 0% |  | 0% |  | 0% |  | 0% |  | 0% |  | 0%
|  |  | 7 | [7 empty] | 0% |  | 0% |  | 0% |  | 0% |  | 0% |  | 0% |  | 0% |  | 0% |  | 0% |  | 0%
|  |  | 8 | [7 empty] | 0% |  | 0% |  | 0% |  | 0% |  | 0% |  | 0% |  | 0% |  | 0% |  | 0% |  | 0%
|  |  | 9 | [7 empty] | 0% |  | 0% |  | 0% |  | 0% |  | 0% |  | 0% |  | 0% |  | 0% |  | 0% |  | 0%
|  |  | 10 | [7 empty] | 0% |  | 0% |  | 0% |  | 0% |  | 0% |  | 0% |  | 0% |  | 0% |  | 0% |  | 0%
|  |  | 11 | [7 empty] | 0% |  | 0% |  | 0% |  | 0% |  | 0% |  | 0% |  | 0% |  | 0% |  | 0% |  | 0%
|  |  | 12 | [7 empty] | 0% |  | 0% |  | 0% |  | 0% |  | 0% |  | 0% |  | 0% |  | 0% |  | 0% |  | 0%
|  |  | 13 | [7 empty] | 0% |  | 0% |  | 0% |  | 0% |  | 0% |  | 0% |  | 0% |  | 0% |  | 0% |  | 0%
|  |  | 14 | [7 empty] | 0% |  | 0% |  | 0% |  | 0% |  | 0% |  | 0% |  | 0% |  | 0% |  | 0% |  | 0%
|  |  | 15 | [7 empty] | 0% |  | 0% |  | 0% |  | 0% |  | 0% |  | 0% |  | 0% |  | 0% |  | 0% |  | 0%
|  |  | 16 | [7 empty] | 0% |  | 0% |  | 0% |  | 0% |  | 0% |  | 0% |  | 0% |  | 0% |  | 0% |  | 0%
|  |  | 17 | [7 empty] | 0% |  | 0% |  | 0% |  | 0% |  | 0% |  | 0% |  | 0% |  | 0% |  | 0% |  | 0%
|  |  | 18 | [7 empty] | 0% |  | 0% |  | 0% |  | 0% |  | 0% |  | 0% |  | 0% |  | 0% |  | 0% |  | 0%
|  |  | 19 | [7 empty] | 0% |  | 0% |  | 0% |  | 0% |  | 0% |  | 0% |  | 0% |  | 0% |  | 0% |  | 0%
|  |  | 20 | [7 empty] | 0% |  | 0% |  | 0% |  | 0% |  | 0% |  | 0% |  | 0% |  | 0% |  | 0% |  | 0%
|  |  |  | Sum | [5 empty] | 100% | 0% |  | 0% |  | 0% |  | 0% |  | 0% |  | 0% |  | 0% |  | 0% |  | 0% |  | 0%
[5 empty] | thereof |  | central |  |  | 10% | 0% | 0% | 0% | 0% | 0% | 0% | 0% | 0% | 0% | 0% | 0% | 0% | 0% | 0% | 0% | 0% | 0% | 0% | 0%
[7 empty] | decentral |  |  | 90% | 0% | 0% | 0% | 0% | 0% | 0% | 0% | 0% | 0% | 0% | 0% | 0% | 0% | 0% | 0% | 0% | 0% | 0% | 0%
|  |  |  | Other Systems | [5 empty] | 0% | 0% |  | 0% |  | 0% |  | 0% |  | 0% |  | 0% |  | 0% |  | 0% |  | 0% |  | 0%
|  | Energy Balance | [16 empty] | All energy quantities in | MWh/a |  |  |  | Heating + DHW
[8 empty] | fuels related to |  |  | gross | 0% | calorific value
[28 empty] | Total |  | per m²
|  |  | Net heat need |  |  |  |  | 0 |  | 0 |  | 0 |  | 0 |  | 0 |  | 0 |  | 0 |  | 0 |  | 0 |  | 0 |  | 0 |  | 0
|  |  | Produced heat |  |  |  |  | 0 |  | 0 |  | 0 |  | 0 |  | 0 |  | 0 |  | 0 |  | 0 |  | 0 |  | 0 |  | 0 |  | 0
|  |  | Gas |  |  |  | 1 | 0 |  | 0 |  | 0 |  | 0 |  | 0 |  | 0 |  | 0 |  | 0 |  | 0 |  | 0 |  | 0 |  | 0
|  |  | Oil |  |  |  | 1 | 0 |  | 0 |  | 0 |  | 0 |  | 0 |  | 0 |  | 0 |  | 0 |  | 0 |  | 0 |  | 0 |  | 0
|  |  | Coal |  |  |  | 1 | 0 |  | 0 |  | 0 |  | 0 |  | 0 |  | 0 |  | 0 |  | 0 |  | 0 |  | 0 |  | 0 |  | 0
|  |  | Bio |  |  |  | 1 | 0 |  | 0 |  | 0 |  | 0 |  | 0 |  | 0 |  | 0 |  | 0 |  | 0 |  | 0 |  | 0 |  | 0
|  |  | DH |  |  |  |  | 0 |  | 0 |  | 0 |  | 0 |  | 0 |  | 0 |  | 0 |  | 0 |  | 0 |  | 0 |  | 0 |  | 0
|  |  | El |  |  |  |  | 0 |  | 0 |  | 0 |  | 0 |  | 0 |  | 0 |  | 0 |  | 0 |  | 0 |  | 0 |  | 0 |  | 0
|  |  | Other / not specified |  |  |  |  | 0 |  | 0 |  | 0 |  | 0 |  | 0 |  | 0 |  | 0 |  | 0 |  | 0 |  | 0 |  | 0 |  | 0
|  |  | Sum final energy |  |  |  |  | 0 |  | 0 |  | 0 |  | 0 |  | 0 |  | 0 |  | 0 |  | 0 |  | 0 |  | 0 |  | 0 |  | 0
|  |  | per m² |  |  |  |  | 0
|  |  | CHP electr. production |  |  |  |  | 0 |  | 0 |  | 0 |  | 0 |  | 0 |  | 0 |  | 0 |  | 0 |  | 0 |  | 0 |  | 0 |  | 0
| Version: |  | 2016-01-21
| TABULA Average Buildings | [29 empty] | EPISCOPE Monitoring Indicators
[5 empty] | Building Stock |  |  |  | CY | Local |  |  | Housing Stock of the Cyprus Land Development Corporation (CLDC) | [15 empty] | Year | 2015
[5 empty] | Details |  |  |  | CUT Model from a Cyprus pilot building stock / Source: CUT investigation results | Housing Stock of the Cyprus Land Development Corporation (CLDC) | Housing Stock of the Cyprus Land Development Corporation (CLDC) | Housing Stock of the Cyprus Land Development Corporation (CLDC) | Housing Stock of the Cyprus Land Development Corporation (CLDC) | Housing Stock of the Cyprus Land Development Corporation (CLDC) | Housing Stock of the Cyprus Land Development Corporation (CLDC) | Housing Stock of the Cyprus Land Development Corporation (CLDC) | Housing Stock of the Cyprus Land Development Corporation (CLDC) | Housing Stock of the Cyprus Land Development Corporation (CLDC) | Housing Stock of the Cyprus Land Development Corporation (CLDC) | Housing Stock of the Cyprus Land Development Corporation (CLDC) | Housing Stock of the Cyprus Land Development Corporation (CLDC) | Housing Stock of the Cyprus Land Development Corporation (CLDC) | Housing Stock of the Cyprus Land Development Corporation (CLDC) | Housing Stock of the Cyprus Land Development Corporation (CLDC) | Housing Stock of the Cyprus Land Development Corporation (CLDC) | Housing Stock of the Cyprus Land Development Corporation (CLDC) | Housing Stock of the Cyprus Land Development Corporation (CLDC) | Housing Stock of the Cyprus Land Development Corporation (CLDC) | Housing Stock of the Cyprus Land Development Corporation (CLDC) | Housing Stock of the Cyprus Land Development Corporation (CLDC) | Housing Stock of the Cyprus Land Development Corporation (CLDC)
Annotations to this sheet
[10 empty] | 1 |  | 2 |  | 3 |  | 4 |  | 5 |  | 6 |  | 7 |  | 8 |  | 9 |  | 10
|  |  | Building type / label | [6 empty] | SFHI |  | SFHII |  | THI |  | THIΙ |  | MFHI |  | MFHIΙ
Building size category
Construction time band
|  | General Data | [5 empty] | Total
|  |  | Number of buildings |  |  |  |  | 2258.1818 | 0 | 19.0909 | 0 | 11.8182 | 0 | 896.3636 | 0 | 121.8182 | 0 | 908.1818 | 0 | 300.9091 | 0 | 0 | 0 | 0 | 0 | 0 | 0 | 0 | 0 | 10^0
|  |  | Number of dwellings |  |  |  |  | 2484 | 0 | 21 | 0 | 13 | 0 | 986 | 0 | 134 | 0 | 999 | 0 | 331 | 0 | 0 | 0 | 0 | 0 | 0 | 0 | 0 | 0 | 10^0
|  |  | Floor area national | [6 empty] | 2.52 | 0 | 1.56 | 0 | 114.1788 | 0 | 15.5172 | 0 | 96.0039 | 0 | 31.8091 | 0 | 0 | 0 | 0 | 0 | 0 | 0 | 0 | 0 | 10^3 m²
|  |  | Floor area TABULA |  |  |  |  | 261.589 | 0 | 2.52 | 0 | 1.56 | 0 | 114.1788 | 0 | 15.5172 | 0 | 96.0039 | 0 | 31.8091 | 0 | 0 | 0 | 0 | 0 | 0 | 0 | 0 | 0 | 10^3 m²
Building Insulation
Original state / not refurbished fraction of the envelope area
U-values of the original state
|  |  |  | Roof | [5 empty] | 3.42 |  | 0.77 |  | 3.42 |  | 0.77 |  | 3.42 |  | 0.77 |  | 0 |  | 0 |  | 0 |  | 0 |  | W/(m²K)
|  |  |  | Wall | [5 empty] | 1.389 |  | 0.82 |  | 1.389 |  | 0.82 |  | 1.389 |  | 0.82 |  | 0 |  | 0 |  | 0 |  | 0 |  | W/(m²K)
|  |  |  | Window | [5 empty] | 5.7805 |  | 2.3456 |  | 5.7695 |  | 2.3472 |  | 6.1 |  | 2.3 |  | 0 |  | 0 |  | 0 |  | 0 |  | W/(m²K)
|  |  |  | Floor | [5 empty] | 0.91 |  | 0.91 |  | 0.99504 |  | 0.99504 |  | 2.1166 |  | 2.1166 |  | 0 |  | 0 |  | 0 |  | 0 |  | W/(m²K)
Refubishments (averages)
Refurbished fraction of envelope areas
|  |  |  | Roof | [5 empty] | 0% |  | 0% |  | 41.18% |  | 0% |  | 0% |  | 0% |  | 0% |  | 0% |  | 0% |  | 0%
|  |  |  | Wall | [5 empty] | 0% |  | 0% |  | 0% |  | 0% |  | 0% |  | 0% |  | 0% |  | 0% |  | 0% |  | 0%
|  |  |  | Window | [5 empty] | 40.89% |  | 0% |  | 40.75% |  | 0% |  | 91.18% |  | 0% |  | 0% |  | 0% |  | 0% |  | 0%
|  |  |  | Floor | [5 empty] | 0% |  | 0% |  | 0% |  | 0% |  | 0% |  | 0% |  | 0% |  | 0% |  | 0% |  | 0%
|  |  |  | Total (indicative) | [5 empty] | 3.091% |  | 0% |  | 13.3% |  | 0% |  | 7.863% |  | 0% |  | 0% |  | 0% |  | 0% |  | 0%
U-values of the refurbished fraction (averages)
|  |  |  | Roof | [5 empty] | 0 |  | 0 |  | 0.78864 |  | 0 |  | 0 |  | 0 |  | 0 |  | 0 |  | 0 |  | 0 |  | W/(m²K)
|  |  |  | Wall | [5 empty] | 0 |  | 0 |  | 0 |  | 0 |  | 0 |  | 0 |  | 0 |  | 0 |  | 0 |  | 0 |  | W/(m²K)
|  |  |  | Window | [5 empty] | 3.2 |  | 0 |  | 3.2 |  | 0 |  | 3.2 |  | 0 |  | 0 |  | 0 |  | 0 |  | 0 |  | W/(m²K)
|  |  |  | Floor | [5 empty] | 0 |  | 0 |  | 0 |  | 0 |  | 0 |  | 0 |  | 0 |  | 0 |  | 0 |  | 0 |  | W/(m²K)
Main Heat Supply Systems
Ventilation Systems with Heat Recovery
|  |  |  | Occurances | [5 empty] | 0% | 0% | 0% | 0% | 0% | 0% | 0% | 0% | 0% | 0% | 0% | 0% | 0% | 0% | 0% | 0% | 0% | 0% | 0% | 0%
Heating Systems
Occurances or Fractions of Produced Heat
|  |  | 1 | El |  | E_Immersion |  |  | C | 14.54% | 0% | 0% | 0% | 14.54% | 0% | 0% | 0% | 24.65% | 0% | 0% | 0% |  | 0% |  | 0% |  | 0% |  | 0%
|  |  | 2 | El |  | E_Immersion |  |  | C | 0% | 0% | 2.675% | 0% | 0% | 0% | 2.675% | 0% | 0% | 0% | 0% | 0% |  | 0% |  | 0% |  | 0% |  | 0%
|  |  | 3 | Oil |  | B_NC_CT |  |  | C | 0% | 0% | 0% | 0% | 0% | 0% | 0% | 0% | 8.519% | 0% | 0% | 0% |  | 0% |  | 0% |  | 0% |  | 0%
|  |  | 4 | Gas |  | B_NC_CT |  |  | C | 0% | 0% | 1.898% | 0% | 0% | 0% | 1.899% | 0% | 0% | 0% | 0% | 0% |  | 0% |  | 0% |  | 0% |  | 0%
|  |  | 5 | El |  | E |  |  | D | 1.003% | 0% | 0% | 0% | 1.003% | 0% | 0% | 0% | 0% | 0% | 0% | 0% |  | 0% |  | 0% |  | 0% |  | 0%
|  |  | 6 | El |  | E_SH |  |  | D | 0% | 0% | 29.95% | 0% | 0% | 0% | 29.95% | 0% | 14.81% | 0% | 0% | 0% |  | 0% |  | 0% |  | 0% |  | 0%
|  |  | 7 | El |  | E_Immersion |  |  | D | 34.6% | 0% | 24.46% | 0% | 34.6% | 0% | 24.46% | 0% | 24.65% | 0% | 50.84% | 0% |  | 0% |  | 0% |  | 0% |  | 0%
|  |  | 8 | Oil |  | Stove_L |  |  | D | 4.434% | 0% | 13.73% | 0% | 4.433% | 0% | 13.73% | 0% | 0% | 0% | 17.75% | 0% |  | 0% |  | 0% |  | 0% |  | 0%
|  |  | 9 | Gas |  | Stove |  |  | D | 18.05% | 0% | 0% | 0% | 18.05% | 0% | 0% | 0% | 27.37% | 0% | 0% | 0% |  | 0% |  | 0% |  | 0% |  | 0%
|  |  | 10 | Gas |  | G_SH |  |  | D | 0% | 0% | 8.331% | 0% | 0% | 0% | 8.334% | 0% | 0% | 0% | 31.41% | 0% |  | 0% |  | 0% |  | 0% |  | 0%
|  |  | 11 | Bio_Wood |  | OpenFire |  |  | D | 27.38% | 0% | 0% | 0% | 27.38% | 0% | 0% | 0% | 0% | 0% | 0% | 0% |  | 0% |  | 0% |  | 0% |  | 0%
|  |  | 12 | Bio_Wood |  | OpenFire |  |  | D | 0% | 0% | 18.96% | 0% | 0% | 0% | 18.96% | 0% | 0% | 0% | 0% | 0% |  | 0% |  | 0% |  | 0% |  | 0%
|  |  | 13 | [7 empty] | 0% |  | 0% |  | 0% |  | 0% |  | 0% |  | 0% |  | 0% |  | 0% |  | 0% |  | 0%
|  |  | 14 | [7 empty] | 0% |  | 0% |  | 0% |  | 0% |  | 0% |  | 0% |  | 0% |  | 0% |  | 0% |  | 0%
|  |  | 15 | [7 empty] | 0% |  | 0% |  | 0% |  | 0% |  | 0% |  | 0% |  | 0% |  | 0% |  | 0% |  | 0%
|  |  | 16 | [7 empty] | 0% |  | 0% |  | 0% |  | 0% |  | 0% |  | 0% |  | 0% |  | 0% |  | 0% |  | 0%
|  |  | 17 | [7 empty] | 0% |  | 0% |  | 0% |  | 0% |  | 0% |  | 0% |  | 0% |  | 0% |  | 0% |  | 0%
|  |  | 18 | [7 empty] | 0% |  | 0% |  | 0% |  | 0% |  | 0% |  | 0% |  | 0% |  | 0% |  | 0% |  | 0%
|  |  | 19 | [7 empty] | 0% |  | 0% |  | 0% |  | 0% |  | 0% |  | 0% |  | 0% |  | 0% |  | 0% |  | 0%
|  |  | 20 | [7 empty] | 0% |  | 0% |  | 0% |  | 0% |  | 0% |  | 0% |  | 0% |  | 0% |  | 0% |  | 0%
|  |  |  | Sum | [5 empty] | 100% | 0% | 100% | 0% | 100% | 0% | 100% | 0% | 100% | 0% | 100% | 0% |  | 0% |  | 0% |  | 0% |  | 0%
[5 empty] | thereof |  | central |  |  | 14.54% | 0% | 4.573% | 0% | 14.54% | 0% | 4.574% | 0% | 33.17% | 0% | 0% | 0% | 0% | 0% | 0% | 0% | 0% | 0% | 0% | 0%
[7 empty] | decentral |  |  | 85.46% | 0% | 95.43% | 0% | 85.46% | 0% | 95.43% | 0% | 66.83% | 0% | 100% | 0% | 0% | 0% | 0% | 0% | 0% | 0% | 0% | 0%
|  |  |  | Other Systems | [5 empty] | 1.11e-14% | 0% | 0% | 0% | 1.11e-14% | 0% | 0% | 0% | 0% | 0% | 0% | 0% |  | 0% |  | 0% |  | 0% |  | 0%
DHW Systems
Occurances or Fractions of Produced Heat
|  |  | 1 | - |  | Solar |  |  | C | 80% | 0% | 80% | 0% | 80% | 0% | 80% | 0% | 80% | 0% | 80% | 0% |  | 0% |  | 0% |  | 0% |  | 0%
|  |  | 2 | El |  | E_Immersion |  |  | C | 20% | 0% | 20% | 0% | 20% | 0% | 20% | 0% | 20% | 0% | 20% | 0% |  | 0% |  | 0% |  | 0% |  | 0%
|  |  | 3 | [7 empty] | 0% |  | 0% |  | 0% |  | 0% |  | 0% |  | 0% |  | 0% |  | 0% |  | 0% |  | 0%
|  |  | 4 | [7 empty] | 0% |  | 0% |  | 0% |  | 0% |  | 0% |  | 0% |  | 0% |  | 0% |  | 0% |  | 0%
|  |  | 5 | [7 empty] | 0% |  | 0% |  | 0% |  | 0% |  | 0% |  | 0% |  | 0% |  | 0% |  | 0% |  | 0%
|  |  | 6 | [7 empty] | 0% |  | 0% |  | 0% |  | 0% |  | 0% |  | 0% |  | 0% |  | 0% |  | 0% |  | 0%
|  |  | 7 | [7 empty] | 0% |  | 0% |  | 0% |  | 0% |  | 0% |  | 0% |  | 0% |  | 0% |  | 0% |  | 0%
|  |  | 8 | [7 empty] | 0% |  | 0% |  | 0% |  | 0% |  | 0% |  | 0% |  | 0% |  | 0% |  | 0% |  | 0%
|  |  | 9 | [7 empty] | 0% |  | 0% |  | 0% |  | 0% |  | 0% |  | 0% |  | 0% |  | 0% |  | 0% |  | 0%
|  |  | 10 | [7 empty] | 0% |  | 0% |  | 0% |  | 0% |  | 0% |  | 0% |  | 0% |  | 0% |  | 0% |  | 0%
|  |  | 11 | [7 empty] | 0% |  | 0% |  | 0% |  | 0% |  | 0% |  | 0% |  | 0% |  | 0% |  | 0% |  | 0%
|  |  | 12 | [7 empty] | 0% |  | 0% |  | 0% |  | 0% |  | 0% |  | 0% |  | 0% |  | 0% |  | 0% |  | 0%
|  |  | 13 | [7 empty] | 0% |  | 0% |  | 0% |  | 0% |  | 0% |  | 0% |  | 0% |  | 0% |  | 0% |  | 0%
|  |  | 14 | [7 empty] | 0% |  | 0% |  | 0% |  | 0% |  | 0% |  | 0% |  | 0% |  | 0% |  | 0% |  | 0%
|  |  | 15 | [7 empty] | 0% |  | 0% |  | 0% |  | 0% |  | 0% |  | 0% |  | 0% |  | 0% |  | 0% |  | 0%
|  |  | 16 | [7 empty] | 0% |  | 0% |  | 0% |  | 0% |  | 0% |  | 0% |  | 0% |  | 0% |  | 0% |  | 0%
|  |  | 17 | [7 empty] | 0% |  | 0% |  | 0% |  | 0% |  | 0% |  | 0% |  | 0% |  | 0% |  | 0% |  | 0%
|  |  | 18 | [7 empty] | 0% |  | 0% |  | 0% |  | 0% |  | 0% |  | 0% |  | 0% |  | 0% |  | 0% |  | 0%
|  |  | 19 | [7 empty] | 0% |  | 0% |  | 0% |  | 0% |  | 0% |  | 0% |  | 0% |  | 0% |  | 0% |  | 0%
|  |  | 20 | [7 empty] | 0% |  | 0% |  | 0% |  | 0% |  | 0% |  | 0% |  | 0% |  | 0% |  | 0% |  | 0%
|  |  |  | Sum | [5 empty] | 100% | 0% | 100% | 0% | 100% | 0% | 100% | 0% | 100% | 0% | 100% | 0% |  | 0% |  | 0% |  | 0% |  | 0%
[5 empty] | thereof |  | central |  |  | 100% | 0% | 100% | 0% | 100% | 0% | 100% | 0% | 100% | 0% | 100% | 0% | 0% | 0% | 0% | 0% | 0% | 0% | 0% | 0%
[7 empty] | decentral |  |  | 0% | 0% | 0% | 0% | 0% | 0% | 0% | 0% | 0% | 0% | 0% | 0% | 0% | 0% | 0% | 0% | 0% | 0% | 0% | 0%
|  |  |  | Other Systems | [5 empty] | 0% | 0% | 0% | 0% | 0% | 0% | 0% | 0% | 0% | 0% | 0% | 0% |  | 0% |  | 0% |  | 0% |  | 0%
|  | Energy Balance | [16 empty] | All energy quantities in | MWh/a |  |  |  | Heating + DHW
[8 empty] | fuels related to |  |  | gross | 0% | calorific value
[28 empty] | Total |  | per m²
|  |  | Net heat need |  |  |  |  | 130.4749 |  | 45.2198 |  | 5186.1878 |  | 423.0599 |  | 2637.2054 |  | 713.1322 |  | 0 |  | 0 |  | 0 |  | 0 |  | 9135.28 |  | 34.9223
|  |  | Produced heat |  |  |  |  | 141.5251 |  | 51.36 |  | 5686.8618 |  | 484.1356 |  | 3214.1888 |  | 834.0068 |  | 0 |  | 0 |  | 0 |  | 0 |  | 10412.0781 |  | 39.8032
|  |  | Gas |  |  |  | 1 | 29.8784 |  | 1.4475 |  | 1084.0592 |  | 11.5355 |  | 498.3466 |  | 20.0397 |  | 0 |  | 0 |  | 0 |  | 0 |  | 1645.307 |  | 6.2897
|  |  | Oil |  |  |  | 1 | 7.3395 |  | 3.8165 |  | 266.265 |  | 30.4028 |  | 102.417 |  | 22.6481 |  | 0 |  | 0 |  | 0 |  | 0 |  | 432.8889 |  | 1.6548
|  |  | Coal |  |  |  | 1 | 0 |  | 0 |  | 0 |  | 0 |  | 0 |  | 0 |  | 0 |  | 0 |  | 0 |  | 0 |  | 0 |  | 0
|  |  | Bio |  |  |  | 1 | 53.682 |  | 4.2724 |  | 1947.6163 |  | 34.0339 |  | 0 |  | 0 |  | 0 |  | 0 |  | 0 |  | 0 |  | 2039.6046 |  | 7.797
|  |  | DH |  |  |  |  | 0 |  | 0 |  | 0 |  | 0 |  | 0 |  | 0 |  | 0 |  | 0 |  | 0 |  | 0 |  | 0 |  | 0
|  |  | El |  |  |  |  | 52.8923 |  | 12.9577 |  | 2032.7252 |  | 118.6662 |  | 964.3304 |  | 190.5365 |  | 0 |  | 0 |  | 0 |  | 0 |  | 3372.1082 |  | 12.8909
|  |  | Other / not specified |  |  |  |  | 0 |  | 0 |  | 0 |  | 0 |  | 0 |  | 0 |  | 0 |  | 0 |  | 0 |  | 0 |  | 0 |  | 0
|  |  | Sum final energy |  |  |  |  | 143.7922 |  | 22.4941 |  | 5330.6656 |  | 194.6384 |  | 1565.094 |  | 233.2243 |  | 0 |  | 0 |  | 0 |  | 0 |  | 7489.9087 |  | 28.6324
|  |  | per m² |  |  |  |  | 57.0604 |  | 14.4193 |  | 46.687 |  | 12.5434 |  | 16.3024 |  | 7.332
|  |  | CHP electr. production |  |  |  |  | 0 |  | 0 |  | 0 |  | 0 |  | 0 |  | 0 |  | 0 |  | 0 |  | 0 |  | 0 |  | 0 |  | 0
| Version: |  | 2016-01-21
| TABULA Average Buildings | [29 empty] | EPISCOPE Monitoring Indicators
[5 empty] | Building Stock |  |  |  | CZ | Local |  |  | Residential building stock of Havířov, Czech Republic | [15 empty] | Year | 2015
[5 empty] | Details |  |  |  | STU-K model, existing state 2015 | Residential building stock of Havířov, Czech Republic | Residential building stock of Havířov, Czech Republic | Residential building stock of Havířov, Czech Republic | Residential building stock of Havířov, Czech Republic | Residential building stock of Havířov, Czech Republic | Residential building stock of Havířov, Czech Republic | Residential building stock of Havířov, Czech Republic | Residential building stock of Havířov, Czech Republic | Residential building stock of Havířov, Czech Republic | Residential building stock of Havířov, Czech Republic | Residential building stock of Havířov, Czech Republic | Residential building stock of Havířov, Czech Republic | Residential building stock of Havířov, Czech Republic | Residential building stock of Havířov, Czech Republic | Residential building stock of Havířov, Czech Republic | Residential building stock of Havířov, Czech Republic | Residential building stock of Havířov, Czech Republic | Residential building stock of Havířov, Czech Republic | Residential building stock of Havířov, Czech Republic | Residential building stock of Havířov, Czech Republic | Residential building stock of Havířov, Czech Republic | Residential building stock of Havířov, Czech Republic
Annotations to this sheet
[10 empty] | 1 |  | 2 |  | 3 |  | 4 |  | 5 |  | 6 |  | 7 |  | 8 |  | 9 |  | 10
Building type / label
Building size category
Construction time band
|  | General Data | [5 empty] | Total
|  |  | Number of buildings |  |  |  |  | 224.9998 | 0 | 35.9998 | 0 | 32.9999 | 0 | 7.9999 | 0 | 29.9999 | 0 | 62 | 0 | 56.0001 | 0 | 0 | 0 | 0 | 0 | 0 | 0 | 0 | 0 | 10^0
|  |  | Number of dwellings |  |  |  |  | 7577 | 0 | 756 | 0 | 1356 | 0 | 84 | 0 | 959 | 0 | 2740 | 0 | 1682 | 0 | 0 | 0 | 0 | 0 | 0 | 0 | 0 | 0 | 10^0
|  |  | Floor area national | [6 empty] | 37.3769 | 0 | 68.8649 | 0 | 4.9244 | 0 | 49.6721 | 0 | 128.8522 | 0 | 88.4091 | 0 | 0 | 0 | 0 | 0 | 0 | 0 | 0 | 0 | 10^3 m²
|  |  | Floor area TABULA |  |  |  |  | 415.9094 | 0 | 41.1145 | 0 | 75.7514 | 0 | 5.4168 | 0 | 54.6393 | 0 | 141.7374 | 0 | 97.25 | 0 | 0 | 0 | 0 | 0 | 0 | 0 | 0 | 0 | 10^3 m²
Building Insulation
Original state / not refurbished fraction of the envelope area
U-values of the original state
|  |  |  | Roof | [5 empty] | 1 |  | 0.8 |  | 0.5 |  | 1 |  | 0.8 |  | 0.5 |  | 0 |  | 0 |  | 0 |  | 0 |  | W/(m²K)
|  |  |  | Wall | [5 empty] | 1.4 |  | 1.2 |  | 0.8 |  | 1.4 |  | 1.2 |  | 0.8 |  | 0 |  | 0 |  | 0 |  | 0 |  | W/(m²K)
|  |  |  | Window | [5 empty] | 2.7 |  | 2.8 |  | 2.8 |  | 2.7 |  | 2.8 |  | 2.8 |  | 0 |  | 0 |  | 0 |  | 0 |  | W/(m²K)
|  |  |  | Floor | [5 empty] | 1.1 |  | 1 |  | 0.9 |  | 1.1 |  | 1 |  | 0.9 |  | 0 |  | 0 |  | 0 |  | 0 |  | W/(m²K)
Refubishments (averages)
Refurbished fraction of envelope areas
|  |  |  | Roof | [5 empty] | 4.2% |  | 42% |  | 28.6% |  | 7.9% |  | 64.8% |  | 36.3% |  | 0% |  | 0% |  | 0% |  | 0%
|  |  |  | Wall | [5 empty] | 4.2% |  | 42% |  | 28.6% |  | 7.9% |  | 64.8% |  | 36.3% |  | 0% |  | 0% |  | 0% |  | 0%
|  |  |  | Window | [5 empty] | 47.4% |  | 56.9% |  | 28.6% |  | 30.4% |  | 74% |  | 54.6% |  | 0% |  | 0% |  | 0% |  | 0%
|  |  |  | Floor | [5 empty] | 4.2% |  | 42% |  | 28.6% |  | 7.9% |  | 64.8% |  | 36.3% |  | 0% |  | 0% |  | 0% |  | 0%
|  |  |  | Total (indicative) | [5 empty] | 8.24% |  | 44.22% |  | 28.6% |  | 10.74% |  | 66.41% |  | 39.81% |  | 0% |  | 0% |  | 0% |  | 0%
U-values of the refurbished fraction (averages)
|  |  |  | Roof | [5 empty] | 0.2963 |  | 0.23529 |  | 0.2 |  | 0.2963 |  | 0.23529 |  | 0.2 |  | 0 |  | 0 |  | 0 |  | 0 |  | W/(m²K)
|  |  |  | Wall | [5 empty] | 0.29947 |  | 0.25263 |  | 0.22857 |  | 0.29947 |  | 0.25263 |  | 0.22857 |  | 0 |  | 0 |  | 0 |  | 0 |  | W/(m²K)
|  |  |  | Window | [5 empty] | 1.1 |  | 1.3 |  | 1.3 |  | 1.1 |  | 1.3 |  | 1.3 |  | 0 |  | 0 |  | 0 |  | 0 |  | W/(m²K)
|  |  |  | Floor | [5 empty] | 0.3045 |  | 0.27586 |  | 0.26766 |  | 0.3045 |  | 0.27586 |  | 0.26766 |  | 0 |  | 0 |  | 0 |  | 0 |  | W/(m²K)
Main Heat Supply Systems
Ventilation Systems with Heat Recovery
|  |  |  | Occurances | [5 empty] | 0% | 0% | 0% | 0% | 0% | 0% | 0% | 0% | 0% | 0% | 0% | 0% | 0% | 0% | 0% | 0% | 0% | 0% | 0% | 0%
Heating Systems
Occurances or Fractions of Produced Heat
|  |  | 1 | DH |  | TS |  |  | C | 100% | 0% | 100% | 0% | 100% | 0% | 100% | 0% | 100% | 0% | 100% | 0% |  | 0% |  | 0% |  | 0% |  | 0%
|  |  | 2 | [7 empty] | 0% |  | 0% |  | 0% |  | 0% |  | 0% |  | 0% |  | 0% |  | 0% |  | 0% |  | 0%
|  |  | 3 | [7 empty] | 0% |  | 0% |  | 0% |  | 0% |  | 0% |  | 0% |  | 0% |  | 0% |  | 0% |  | 0%
|  |  | 4 | [7 empty] | 0% |  | 0% |  | 0% |  | 0% |  | 0% |  | 0% |  | 0% |  | 0% |  | 0% |  | 0%
|  |  | 5 | [7 empty] | 0% |  | 0% |  | 0% |  | 0% |  | 0% |  | 0% |  | 0% |  | 0% |  | 0% |  | 0%
|  |  | 6 | [7 empty] | 0% |  | 0% |  | 0% |  | 0% |  | 0% |  | 0% |  | 0% |  | 0% |  | 0% |  | 0%
|  |  | 7 | [7 empty] | 0% |  | 0% |  | 0% |  | 0% |  | 0% |  | 0% |  | 0% |  | 0% |  | 0% |  | 0%
|  |  | 8 | [7 empty] | 0% |  | 0% |  | 0% |  | 0% |  | 0% |  | 0% |  | 0% |  | 0% |  | 0% |  | 0%
|  |  | 9 | [7 empty] | 0% |  | 0% |  | 0% |  | 0% |  | 0% |  | 0% |  | 0% |  | 0% |  | 0% |  | 0%
|  |  | 10 | [7 empty] | 0% |  | 0% |  | 0% |  | 0% |  | 0% |  | 0% |  | 0% |  | 0% |  | 0% |  | 0%
|  |  | 11 | [7 empty] | 0% |  | 0% |  | 0% |  | 0% |  | 0% |  | 0% |  | 0% |  | 0% |  | 0% |  | 0%
|  |  | 12 | [7 empty] | 0% |  | 0% |  | 0% |  | 0% |  | 0% |  | 0% |  | 0% |  | 0% |  | 0% |  | 0%
|  |  | 13 | [7 empty] | 0% |  | 0% |  | 0% |  | 0% |  | 0% |  | 0% |  | 0% |  | 0% |  | 0% |  | 0%
|  |  | 14 | [7 empty] | 0% |  | 0% |  | 0% |  | 0% |  | 0% |  | 0% |  | 0% |  | 0% |  | 0% |  | 0%
|  |  | 15 | [7 empty] | 0% |  | 0% |  | 0% |  | 0% |  | 0% |  | 0% |  | 0% |  | 0% |  | 0% |  | 0%
|  |  | 16 | [7 empty] | 0% |  | 0% |  | 0% |  | 0% |  | 0% |  | 0% |  | 0% |  | 0% |  | 0% |  | 0%
|  |  | 17 | [7 empty] | 0% |  | 0% |  | 0% |  | 0% |  | 0% |  | 0% |  | 0% |  | 0% |  | 0% |  | 0%
|  |  | 18 | [7 empty] | 0% |  | 0% |  | 0% |  | 0% |  | 0% |  | 0% |  | 0% |  | 0% |  | 0% |  | 0%
|  |  | 19 | [7 empty] | 0% |  | 0% |  | 0% |  | 0% |  | 0% |  | 0% |  | 0% |  | 0% |  | 0% |  | 0%
|  |  | 20 | [7 empty] | 0% |  | 0% |  | 0% |  | 0% |  | 0% |  | 0% |  | 0% |  | 0% |  | 0% |  | 0%
|  |  |  | Sum | [5 empty] | 100% | 0% | 100% | 0% | 100% | 0% | 100% | 0% | 100% | 0% | 100% | 0% |  | 0% |  | 0% |  | 0% |  | 0%
[5 empty] | thereof |  | central |  |  | 100% | 0% | 100% | 0% | 100% | 0% | 100% | 0% | 100% | 0% | 100% | 0% | 0% | 0% | 0% | 0% | 0% | 0% | 0% | 0%
[7 empty] | decentral |  |  | 0% | 0% | 0% | 0% | 0% | 0% | 0% | 0% | 0% | 0% | 0% | 0% | 0% | 0% | 0% | 0% | 0% | 0% | 0% | 0%
|  |  |  | Other Systems | [5 empty] | 0% | 0% | 0% | 0% | 0% | 0% | 0% | 0% | 0% | 0% | 0% | 0% |  | 0% |  | 0% |  | 0% |  | 0%
DHW Systems
Occurances or Fractions of Produced Heat
|  |  | 1 | DH |  | TS |  |  | C | 100% | 0% | 100% | 0% | 100% | 0% | 100% | 0% | 100% | 0% | 100% | 0% |  | 0% |  | 0% |  | 0% |  | 0%
|  |  | 2 | [7 empty] | 0% |  | 0% |  | 0% |  | 0% |  | 0% |  | 0% |  | 0% |  | 0% |  | 0% |  | 0%
|  |  | 3 | [7 empty] | 0% |  | 0% |  | 0% |  | 0% |  | 0% |  | 0% |  | 0% |  | 0% |  | 0% |  | 0%
|  |  | 4 | [7 empty] | 0% |  | 0% |  | 0% |  | 0% |  | 0% |  | 0% |  | 0% |  | 0% |  | 0% |  | 0%
|  |  | 5 | [7 empty] | 0% |  | 0% |  | 0% |  | 0% |  | 0% |  | 0% |  | 0% |  | 0% |  | 0% |  | 0%
|  |  | 6 | [7 empty] | 0% |  | 0% |  | 0% |  | 0% |  | 0% |  | 0% |  | 0% |  | 0% |  | 0% |  | 0%
|  |  | 7 | [7 empty] | 0% |  | 0% |  | 0% |  | 0% |  | 0% |  | 0% |  | 0% |  | 0% |  | 0% |  | 0%
|  |  | 8 | [7 empty] | 0% |  | 0% |  | 0% |  | 0% |  | 0% |  | 0% |  | 0% |  | 0% |  | 0% |  | 0%
|  |  | 9 | [7 empty] | 0% |  | 0% |  | 0% |  | 0% |  | 0% |  | 0% |  | 0% |  | 0% |  | 0% |  | 0%
|  |  | 10 | [7 empty] | 0% |  | 0% |  | 0% |  | 0% |  | 0% |  | 0% |  | 0% |  | 0% |  | 0% |  | 0%
|  |  | 11 | [7 empty] | 0% |  | 0% |  | 0% |  | 0% |  | 0% |  | 0% |  | 0% |  | 0% |  | 0% |  | 0%
|  |  | 12 | [7 empty] | 0% |  | 0% |  | 0% |  | 0% |  | 0% |  | 0% |  | 0% |  | 0% |  | 0% |  | 0%
|  |  | 13 | [7 empty] | 0% |  | 0% |  | 0% |  | 0% |  | 0% |  | 0% |  | 0% |  | 0% |  | 0% |  | 0%
|  |  | 14 | [7 empty] | 0% |  | 0% |  | 0% |  | 0% |  | 0% |  | 0% |  | 0% |  | 0% |  | 0% |  | 0%
|  |  | 15 | [7 empty] | 0% |  | 0% |  | 0% |  | 0% |  | 0% |  | 0% |  | 0% |  | 0% |  | 0% |  | 0%
|  |  | 16 | [7 empty] | 0% |  | 0% |  | 0% |  | 0% |  | 0% |  | 0% |  | 0% |  | 0% |  | 0% |  | 0%
|  |  | 17 | [7 empty] | 0% |  | 0% |  | 0% |  | 0% |  | 0% |  | 0% |  | 0% |  | 0% |  | 0% |  | 0%
|  |  | 18 | [7 empty] | 0% |  | 0% |  | 0% |  | 0% |  | 0% |  | 0% |  | 0% |  | 0% |  | 0% |  | 0%
|  |  | 19 | [7 empty] | 0% |  | 0% |  | 0% |  | 0% |  | 0% |  | 0% |  | 0% |  | 0% |  | 0% |  | 0%
|  |  | 20 | [7 empty] | 0% |  | 0% |  | 0% |  | 0% |  | 0% |  | 0% |  | 0% |  | 0% |  | 0% |  | 0%
|  |  |  | Sum | [5 empty] | 100% | 0% | 100% | 0% | 100% | 0% | 100% | 0% | 100% | 0% | 100% | 0% |  | 0% |  | 0% |  | 0% |  | 0%
[5 empty] | thereof |  | central |  |  | 100% | 0% | 100% | 0% | 100% | 0% | 100% | 0% | 100% | 0% | 100% | 0% | 0% | 0% | 0% | 0% | 0% | 0% | 0% | 0%
[7 empty] | decentral |  |  | 0% | 0% | 0% | 0% | 0% | 0% | 0% | 0% | 0% | 0% | 0% | 0% | 0% | 0% | 0% | 0% | 0% | 0% | 0% | 0%
|  |  |  | Other Systems | [5 empty] | 0% | 0% | 0% | 0% | 0% | 0% | 0% | 0% | 0% | 0% | 0% | 0% |  | 0% |  | 0% |  | 0% |  | 0%
|  | Energy Balance | [16 empty] | All energy quantities in | MWh/a |  |  |  | Heating + DHW
Consumption model for the municipal housing stock of Havířov
[8 empty] | fuels related to |  |  | gross | 0% | calorific value
[28 empty] | Total |  | per m²
|  |  | Net heat need |  |  |  |  | 6018.1597 |  | 9975.2077 |  | 801.8095 |  | 8711.6135 |  | 22025.6786 |  | 13542.419 |  | 0 |  | 0 |  | 0 |  | 0 |  | 61074.8879 |  | 146.8466
|  |  | Produced heat |  |  |  |  | 7080.1878 |  | 11735.5384 |  | 943.3053 |  | 10248.9571 |  | 25912.563 |  | 15932.2576 |  | 0 |  | 0 |  | 0 |  | 0 |  | 71852.8093 |  | 172.7607
|  |  | Gas |  |  |  | 1 | 0 |  | 0 |  | 0 |  | 0 |  | 0 |  | 0 |  | 0 |  | 0 |  | 0 |  | 0 |  | 0 |  | 0
|  |  | Oil |  |  |  | 1 | 0 |  | 0 |  | 0 |  | 0 |  | 0 |  | 0 |  | 0 |  | 0 |  | 0 |  | 0 |  | 0 |  | 0
|  |  | Coal |  |  |  | 1 | 0 |  | 0 |  | 0 |  | 0 |  | 0 |  | 0 |  | 0 |  | 0 |  | 0 |  | 0 |  | 0 |  | 0
|  |  | Bio |  |  |  | 1 | 0 |  | 0 |  | 0 |  | 0 |  | 0 |  | 0 |  | 0 |  | 0 |  | 0 |  | 0 |  | 0 |  | 0
|  |  | DH |  |  |  |  | 7221.7916 |  | 11970.2492 |  | 962.1714 |  | 10453.9363 |  | 26430.8143 |  | 16250.9027 |  | 0 |  | 0 |  | 0 |  | 0 |  | 73289.8655 |  | 176.2159
|  |  | El |  |  |  |  | 0 |  | 0 |  | 0 |  | 0 |  | 0 |  | 0 |  | 0 |  | 0 |  | 0 |  | 0 |  | 0 |  | 0
|  |  | Other / not specified |  |  |  |  | 0 |  | 0 |  | 0 |  | 0 |  | 0 |  | 0 |  | 0 |  | 0 |  | 0 |  | 0 |  | 0 |  | 0
|  |  | Sum final energy |  |  |  |  | 7221.7916 |  | 11970.2492 |  | 962.1714 |  | 10453.9363 |  | 26430.8143 |  | 16250.9027 |  | 0 |  | 0 |  | 0 |  | 0 |  | 73289.8655 |  | 176.2159
|  |  | per m² |  |  |  |  | 175.6507 |  | 158.0202 |  | 177.6273 |  | 191.3263 |  | 186.4773 |  | 167.1044
|  |  | CHP electr. production |  |  |  |  | 0 |  | 0 |  | 0 |  | 0 |  | 0 |  | 0 |  | 0 |  | 0 |  | 0 |  | 0 |  | 0 |  | 0
| Version: |  | 2016-01-21
| TABULA Average Buildings | [29 empty] | EPISCOPE Monitoring Indicators
[5 empty] | Building Stock |  |  |  | DE | National |  |  | German residential building stock | [15 empty] | Year | 2009
[5 empty] | Details |  |  |  | IWU Model, representing the year 2009, elaborated in 2015 / Source: EPISCOPE national report (2015) | German residential building stock | German residential building stock | German residential building stock | German residential building stock | German residential building stock | German residential building stock | German residential building stock | German residential building stock | German residential building stock | German residential building stock | German residential building stock | German residential building stock | German residential building stock | German residential building stock | German residential building stock | German residential building stock | German residential building stock | German residential building stock | German residential building stock | German residential building stock | German residential building stock | German residential building stock
|  |  | Annotations to this sheet | [5 empty] | Simplification: percentages of heat supply systems from national statistics are considered equal to fractions of produced heat
[10 empty] | 1 |  | 2 |  | 3 |  | 4 |  | 5 |  | 6 |  | 7 |  | 8 |  | 9 |  | 10
|  |  | Building type / label | [6 empty] | SUH I |  | SUH II |  | SUH III |  | MUH I |  | MUH II |  | MUH III
|  |  |  | Building size category | [5 empty] | single-unit housing |  | single-unit housing |  | single-unit housing |  | multi-unit housing |  | multi-unit housing |  | multi-unit housing
|  |  |  | Construction time band | [5 empty] | … 1978 |  | 1979 … 1994 |  | 1995 … |  | … 1978 |  | 1979 … 1994 |  | 1995 …
|  | General Data | [5 empty] | Total
|  |  | Number of buildings |  |  |  |  | 18658.5398 | 0 | 9489.7641 | 0 | 3041.0275 | 0 | 2991.9497 | 0 | 2432.4823 | 0 | 407.0494 | 0 | 296.2666 | 0 | 0 | 0 | 0 | 0 | 0 | 0 | 0 | 0 | 10^3
|  |  | Number of dwellings |  |  |  |  | 38584.956 | 0 | 11464.747 | 0 | 3352.076 | 0 | 3127.778 | 0 | 14743.786 | 0 | 3548.405 | 0 | 2348.164 | 0 | 0 | 0 | 0 | 0 | 0 | 0 | 0 | 0 | 10^3
|  |  | Floor area national | [6 empty] | 1268.7815 | 0 | 417.5331 | 0 | 408.9995 | 0 | 1003.1557 | 0 | 247.9338 | 0 | 175.5676 | 0 | 0 | 0 | 0 | 0 | 0 | 0 | 0 | 0 | 10^6 m²
|  |  | Floor area TABULA |  |  |  |  | 3874.1683 | 0 | 1395.6596 | 0 | 459.2864 | 0 | 449.8995 | 0 | 1103.4713 | 0 | 272.7272 | 0 | 193.1244 | 0 | 0 | 0 | 0 | 0 | 0 | 0 | 0 | 0 | 10^6 m²
Building Insulation
Original state / not refurbished fraction of the envelope area
U-values of the original state
|  |  |  | Roof | [5 empty] | 1 |  | 0.44 |  | 0.33 |  | 1.09 |  | 0.45 |  | 0.34 |  | 0 |  | 0 |  | 0 |  | 0 |  | W/(m²K)
|  |  |  | Wall | [5 empty] | 1.4 |  | 0.6 |  | 0.28 |  | 1.35 |  | 0.68 |  | 0.39 |  | 0 |  | 0 |  | 0 |  | 0 |  | W/(m²K)
|  |  |  | Window | [5 empty] | 2.7 |  | 2.7 |  | 1.6 |  | 2.7 |  | 2.7 |  | 1.6 |  | 0 |  | 0 |  | 0 |  | 0 |  | W/(m²K)
|  |  |  | Floor | [5 empty] | 1.24 |  | 0.68 |  | 0.41 |  | 1.45 |  | 0.69 |  | 0.43 |  | 0 |  | 0 |  | 0 |  | 0 |  | W/(m²K)
Refubishments (averages)
Refurbished fraction of envelope areas
|  |  |  | Roof | [5 empty] | 47% |  | 24% |  | 0% |  | 48% |  | 23% |  | 0% |  | 0% |  | 0% |  | 0% |  | 0%
|  |  |  | Wall | [5 empty] | 20% |  | 7% |  | 0% |  | 26% |  | 15% |  | 0% |  | 0% |  | 0% |  | 0% |  | 0%
|  |  |  | Window | [5 empty] | 36% |  | 12% |  | 0% |  | 45% |  | 24% |  | 0% |  | 0% |  | 0% |  | 0% |  | 0%
|  |  |  | Floor | [5 empty] | 10% |  | 3% |  | 0% |  | 11% |  | 7% |  | 0% |  | 0% |  | 0% |  | 0% |  | 0%
|  |  |  | Total (indicative) | [5 empty] | 26.62% |  | 11.54% |  | 0% |  | 30.32% |  | 16.3% |  | 0% |  | 0% |  | 0% |  | 0% |  | 0%
U-values of the refurbished fraction (averages)
|  |  |  | Roof | [5 empty] | 0.27717 |  | 0.27717 |  | 0 |  | 0.27717 |  | 0.27717 |  | 0 |  | 0 |  | 0 |  | 0 |  | 0 |  | W/(m²K)
|  |  |  | Wall | [5 empty] | 0.37244 |  | 0.37244 |  | 0 |  | 0.37244 |  | 0.37244 |  | 0 |  | 0 |  | 0 |  | 0 |  | 0 |  | W/(m²K)
|  |  |  | Window | [5 empty] | 1.6 |  | 1.6 |  | 0 |  | 1.6 |  | 1.6 |  | 0 |  | 0 |  | 0 |  | 0 |  | 0 |  | W/(m²K)
|  |  |  | Floor | [5 empty] | 0.39077 |  | 0.39077 |  | 0 |  | 0.39077 |  | 0.39077 |  | 0 |  | 0 |  | 0 |  | 0 |  | 0 |  | W/(m²K)
Main Heat Supply Systems
Ventilation Systems with Heat Recovery
|  |  |  | Occurances | [5 empty] | 0% | 0% | 0% | 0% | 0% | 0% | 0% | 0% | 0% | 0% | 0% | 0% | 0% | 0% | 0% | 0% | 0% | 0% | 0% | 0%
Heating Systems
Occurances or Fractions of Produced Heat
|  |  | 1 | DH |  | TS |  |  | C | 1.312% | 0% | 2.069% | 0% | 3.198% | 0% | 11.75% | 0% | 21.98% | 0% | 11.29% | 0% |  | 0% |  | 0% |  | 0% |  | 0%
|  |  | 2 | Gas |  | B_NC_LT |  |  | C | 40.85% | 0% | 43.28% | 0% | 58.99% | 0% | 51.4% | 0% | 61.29% | 0% | 75.81% | 0% |  | 0% |  | 0% |  | 0% |  | 0%
|  |  | 3 | Oil |  | B_NC_LT |  |  | C | 36.91% | 0% | 36.53% | 0% | 16.61% | 0% | 25.06% | 0% | 12.57% | 0% | 5.061% | 0% |  | 0% |  | 0% |  | 0% |  | 0%
|  |  | 4 | Bio |  | B_WP |  |  | C | 3.841% | 0% | 2.699% | 0% | 2.577% | 0% | 2.252% | 0% | 0.4951% | 0% | 3.114% | 0% |  | 0% |  | 0% |  | 0% |  | 0%
|  |  | 5 | El |  | HP_Air |  |  | C | 0.9369% | 0% | 1.529% | 0% | 5.42% | 0% | 1.273% | 0% | 0% | 0% | 1.362% | 0% |  | 0% |  | 0% |  | 0% |  | 0%
|  |  | 6 | Gas |  | G_SH |  |  | D | 1.312% | 0% | 0% | 0% | 0% | 0% | 1.175% | 0% | 0.09901% | 0% | 0% | 0% |  | 0% |  | 0% |  | 0% |  | 0%
|  |  | 7 | Oil |  | Stove_L |  |  | D | 1.312% | 0% | 0.2699% | 0% | 0.1777% | 0% | 0.8811% | 0% | 0.09901% | 0% | 0% | 0% |  | 0% |  | 0% |  | 0% |  | 0%
|  |  | 8 | Bio |  | Stove_S |  |  | D | 3.56% | 0% | 0.2699% | 0% | 0.7108% | 0% | 1.273% | 0% | 0% | 0% | 0% | 0% |  | 0% |  | 0% |  | 0% |  | 0%
|  |  | 9 | Coal |  | Stove_S |  |  | D | 0.6558% | 0% | 0% | 0% | 0% | 0% | 0.5874% | 0% | 0% | 0% | 0% | 0% |  | 0% |  | 0% |  | 0% |  | 0%
|  |  | 10 | El |  | E_SH |  |  | D | 2.717% | 0% | 3.329% | 0% | 1.155% | 0% | 2.056% | 0% | 2.475% | 0% | 0.3893% | 0% |  | 0% |  | 0% |  | 0% |  | 0%
|  |  | 11 | Bio_Wood |  | Stove_S |  |  | D | 5.576% | 0% | 8.35% | 0% | 7.164% | 0% | 1.924% | 0% | 0.8% | 0% | 1.141% | 0% |  | 0% |  | 0% |  | 0% |  | 0%
|  |  | 12 | El |  | Vent_Rec |  |  | C | 0.7331% | 0% | 1.677% | 0% | 3.419% | 0% | 0.139% | 0% | 0.1431% | 0% | 0.9674% | 0% |  | 0% |  | 0% |  | 0% |  | 0%
|  |  | 13 | - |  | Solar |  |  | D | 0.00198% | 0% | 0.002965% | 0% | 0.5707% | 0% | 0.03588% | 0% | 0.04409% | 0% | 0.5706% | 0% |  | 0% |  | 0% |  | 0% |  | 0%
|  |  | 14 | [7 empty] | 0% |  | 0% |  | 0% |  | 0% |  | 0% |  | 0% |  | 0% |  | 0% |  | 0% |  | 0%
|  |  | 15 | [7 empty] | 0% |  | 0% |  | 0% |  | 0% |  | 0% |  | 0% |  | 0% |  | 0% |  | 0% |  | 0%
|  |  | 16 | [7 empty] | 0% |  | 0% |  | 0% |  | 0% |  | 0% |  | 0% |  | 0% |  | 0% |  | 0% |  | 0%
|  |  | 17 | [7 empty] | 0% |  | 0% |  | 0% |  | 0% |  | 0% |  | 0% |  | 0% |  | 0% |  | 0% |  | 0%
|  |  | 18 | [7 empty] | 0% |  | 0% |  | 0% |  | 0% |  | 0% |  | 0% |  | 0% |  | 0% |  | 0% |  | 0%
|  |  | 19 | [7 empty] | 0% |  | 0% |  | 0% |  | 0% |  | 0% |  | 0% |  | 0% |  | 0% |  | 0% |  | 0%
|  |  | 20 | [7 empty] | 0% |  | 0% |  | 0% |  | 0% |  | 0% |  | 0% |  | 0% |  | 0% |  | 0% |  | 0%
|  |  |  | Sum | [5 empty] | 99.72% | 0% | 100% | 0% | 100% | 0% | 99.8% | 0% | 100% | 0% | 99.71% | 0% |  | 0% |  | 0% |  | 0% |  | 0%
[5 empty] | thereof |  | central |  |  | 84.58% | 0% | 87.78% | 0% | 90.22% | 0% | 91.87% | 0% | 96.48% | 0% | 97.61% | 0% | 0% | 0% | 0% | 0% | 0% | 0% | 0% | 0%
[7 empty] | decentral |  |  | 15.13% | 0% | 12.22% | 0% | 9.778% | 0% | 7.932% | 0% | 3.517% | 0% | 2.101% | 0% | 0% | 0% | 0% | 0% | 0% | 0% | 0% | 0%
|  |  |  | Other Systems | [5 empty] | 0.2811% | 0% | 1.11e-14% | 0% | -2.22e-14% | 0% | 0.1958% | 0% | 0% | 0% | 0.292% | 0% |  | 0% |  | 0% |  | 0% |  | 0%
DHW Systems
Occurances or Fractions of Produced Heat
|  |  | 1 | DH |  | TS |  |  | C | 1.12% | 0% | 1.931% | 0% | 3.057% | 0% | 8.598% | 0% | 15.68% | 0% | 9.817% | 0% |  | 0% |  | 0% |  | 0% |  | 0%
|  |  | 2 | Gas |  | B_NC_LT |  |  | C | 34.87% | 0% | 40.38% | 0% | 56.38% | 0% | 37.62% | 0% | 43.73% | 0% | 65.93% | 0% |  | 0% |  | 0% |  | 0% |  | 0%
|  |  | 3 | Oil |  | B_NC_LT |  |  | C | 31.51% | 0% | 34.08% | 0% | 15.88% | 0% | 18.34% | 0% | 8.973% | 0% | 4.401% | 0% |  | 0% |  | 0% |  | 0% |  | 0%
|  |  | 4 | Bio |  | B_WP |  |  | C | 3.279% | 0% | 2.518% | 0% | 2.463% | 0% | 1.648% | 0% | 0.3533% | 0% | 2.708% | 0% |  | 0% |  | 0% |  | 0% |  | 0%
|  |  | 5 | El |  | HP_Air |  |  | C | 0.7997% | 0% | 1.427% | 0% | 5.18% | 0% | 0.9314% | 0% | 0% | 0% | 1.185% | 0% |  | 0% |  | 0% |  | 0% |  | 0%
|  |  | 6 | El |  | HP_Cellar |  |  | C | 0.4838% | 0% | 0.4695% | 0% | 0.5461% | 0% | 0% | 0% | 0% | 0% | 0% | 0% |  | 0% |  | 0% |  | 0% |  | 0%
|  |  | 7 | El |  | E_IWH |  |  | D | 18.58% | 0% | 7.887% | 0% | 5.37% | 0% | 25.18% | 0% | 28.76% | 0% | 12.98% | 0% |  | 0% |  | 0% |  | 0% |  | 0%
|  |  | 8 | Gas |  | G_IWH_NC |  |  | D | 2.467% | 0% | 0.2817% | 0% | 0.3641% | 0% | 6.07% | 0% | 0.7961% | 0% | 0.5857% | 0% |  | 0% |  | 0% |  | 0% |  | 0%
|  |  | 9 | Gas |  | G_Tank |  |  | D | 3.629% | 0% | 4.789% | 0% | 1.729% | 0% | 1.095% | 0% | 1.194% | 0% | 0% | 0% |  | 0% |  | 0% |  | 0% |  | 0%
|  |  | 10 | - |  | Solar |  |  | D | 3.24% | 0% | 6.103% | 0% | 8.985% | 0% | 0.4881% | 0% | 0.4903% | 0% | 2.389% | 0% |  | 0% |  | 0% |  | 0% |  | 0%
|  |  | 11 | [7 empty] | 0% |  | 0% |  | 0% |  | 0% |  | 0% |  | 0% |  | 0% |  | 0% |  | 0% |  | 0%
|  |  | 12 | [7 empty] | 0% |  | 0% |  | 0% |  | 0% |  | 0% |  | 0% |  | 0% |  | 0% |  | 0% |  | 0%
|  |  | 13 | [7 empty] | 0% |  | 0% |  | 0% |  | 0% |  | 0% |  | 0% |  | 0% |  | 0% |  | 0% |  | 0%
|  |  | 14 | [7 empty] | 0% |  | 0% |  | 0% |  | 0% |  | 0% |  | 0% |  | 0% |  | 0% |  | 0% |  | 0%
|  |  | 15 | [7 empty] | 0% |  | 0% |  | 0% |  | 0% |  | 0% |  | 0% |  | 0% |  | 0% |  | 0% |  | 0%
|  |  | 16 | [7 empty] | 0% |  | 0% |  | 0% |  | 0% |  | 0% |  | 0% |  | 0% |  | 0% |  | 0% |  | 0%
|  |  | 17 | [7 empty] | 0% |  | 0% |  | 0% |  | 0% |  | 0% |  | 0% |  | 0% |  | 0% |  | 0% |  | 0%
|  |  | 18 | [7 empty] | 0% |  | 0% |  | 0% |  | 0% |  | 0% |  | 0% |  | 0% |  | 0% |  | 0% |  | 0%
|  |  | 19 | [7 empty] | 0% |  | 0% |  | 0% |  | 0% |  | 0% |  | 0% |  | 0% |  | 0% |  | 0% |  | 0%
|  |  | 20 | [7 empty] | 0% |  | 0% |  | 0% |  | 0% |  | 0% |  | 0% |  | 0% |  | 0% |  | 0% |  | 0%
|  |  |  | Sum | [5 empty] | 99.97% | 0% | 99.86% | 0% | 99.96% | 0% | 99.96% | 0% | 99.98% | 0% | 99.99% | 0% |  | 0% |  | 0% |  | 0% |  | 0%
[5 empty] | thereof |  | central |  |  | 72.06% | 0% | 80.8% | 0% | 83.51% | 0% | 67.13% | 0% | 68.74% | 0% | 84.04% | 0% | 0% | 0% | 0% | 0% | 0% | 0% | 0% | 0%
[7 empty] | decentral |  |  | 27.91% | 0% | 19.06% | 0% | 16.45% | 0% | 32.83% | 0% | 31.24% | 0% | 15.96% | 0% | 0% | 0% | 0% | 0% | 0% | 0% | 0% | 0%
|  |  |  | Other Systems | [5 empty] | 0.02733% | 0% | 0.1354% | 0% | 0.04178% | 0% | 0.03582% | 0% | 0.01692% | 0% | 0.006735% | 0% |  | 0% |  | 0% |  | 0% |  | 0%
|  | Energy Balance | [16 empty] | All energy quantities in | GWh/a |  |  |  | Heating + DHW
Output of IWU Model, close to official statistics of sector, but not calibrated
[8 empty] | fuels related to |  |  | gross | 0% | calorific value
[28 empty] | Total |  | per m²
|  |  | Net heat need |  |  |  |  | 228377.1035 |  | 54576.5161 |  | 33100.7015 |  | 133543.7754 |  | 27588.299 |  | 13349.1314 |  | 0 |  | 0 |  | 0 |  | 0 |  | 490535.5268 |  | 126.617
|  |  | Produced heat |  |  |  |  | 258629.5565 |  | 64054.5963 |  | 39497.0379 |  | 155243.2361 |  | 32752.2542 |  | 17029.5355 |  | 0 |  | 0 |  | 0 |  | 0 |  | 567206.2166 |  | 146.4072
|  |  | Gas |  |  |  | 1.087 | 128534.4893 |  | 33174.7844 |  | 27121.9332 |  | 94550.6689 |  | 22751.9907 |  | 14719.2619 |  | 0 |  | 0 |  | 0 |  | 0 |  | 320853.1284 |  | 82.8186
|  |  | Oil |  |  |  | 1.0526 | 111650.7221 |  | 27172.9845 |  | 7572.5876 |  | 44508.8299 |  | 4603.7915 |  | 958.2848 |  | 0 |  | 0 |  | 0 |  | 0 |  | 196467.2004 |  | 50.7121
|  |  | Coal |  |  |  | 1.0526 | 2334.4852 |  | 0 |  | 0 |  | 884.3146 |  | 0 |  | 0 |  | 0 |  | 0 |  | 0 |  | 0 |  | 3218.7998 |  | 0.83084
|  |  | Bio |  |  |  | 1.0526 | 35537.7962 |  | 7791.7033 |  | 4150.9843 |  | 8800.233 |  | 458.8029 |  | 816.9095 |  | 0 |  | 0 |  | 0 |  | 0 |  | 57556.4291 |  | 14.8565
|  |  | DH |  |  |  |  | 3562.9972 |  | 1438.3918 |  | 1491.1306 |  | 18472.3997 |  | 7115.2431 |  | 1948.1367 |  | 0 |  | 0 |  | 0 |  | 0 |  | 34028.2992 |  | 8.7834
|  |  | El |  |  |  |  | 13145.1391 |  | 3401.7489 |  | 2433.2042 |  | 9248.6945 |  | 2221.7613 |  | 899.3943 |  | 0 |  | 0 |  | 0 |  | 0 |  | 31349.9423 |  | 8.092
|  |  | Other / not specified |  |  |  |  | 0 |  | 0 |  | 0 |  | 0 |  | 0 |  | 0 |  | 0 |  | 0 |  | 0 |  | 0 |  | 0 |  | 0
|  |  | Sum final energy |  |  |  |  | 294765.6292 |  | 72979.6129 |  | 42769.84 |  | 176465.1407 |  | 37151.5893 |  | 19341.9873 |  | 0 |  | 0 |  | 0 |  | 0 |  | 643473.7993 |  | 166.0934
|  |  | per m² |  |  |  |  | 211.2017 |  | 158.8978 |  | 95.0653 |  | 159.9182 |  | 136.2225 |  | 100.153
|  |  | CHP electr. production |  |  |  |  | 0 |  | 0 |  | 0 |  | 0 |  | 0 |  | 0 |  | 0 |  | 0 |  | 0 |  | 0 |  | 0 |  | 0
| Version: |  | 2015-11-20 15:33
| TABULA Average Buildings | [29 empty] | EPISCOPE Monitoring Indicators
[5 empty] | Building Stock |  |  |  | DK | Local |  |  | ProjectZero at municipality of Sønderborg, Denmark | [15 empty] | Year | 2015
[5 empty] | Details |  |  |  | Case study ProjectZero at municipality of Sønderborg, SBi model | ProjectZero at municipality of Sønderborg, Denmark | ProjectZero at municipality of Sønderborg, Denmark | ProjectZero at municipality of Sønderborg, Denmark | ProjectZero at municipality of Sønderborg, Denmark | ProjectZero at municipality of Sønderborg, Denmark | ProjectZero at municipality of Sønderborg, Denmark | ProjectZero at municipality of Sønderborg, Denmark | ProjectZero at municipality of Sønderborg, Denmark | ProjectZero at municipality of Sønderborg, Denmark | ProjectZero at municipality of Sønderborg, Denmark | ProjectZero at municipality of Sønderborg, Denmark | ProjectZero at municipality of Sønderborg, Denmark | ProjectZero at municipality of Sønderborg, Denmark | ProjectZero at municipality of Sønderborg, Denmark | ProjectZero at municipality of Sønderborg, Denmark | ProjectZero at municipality of Sønderborg, Denmark | ProjectZero at municipality of Sønderborg, Denmark | ProjectZero at municipality of Sønderborg, Denmark | ProjectZero at municipality of Sønderborg, Denmark | ProjectZero at municipality of Sønderborg, Denmark | ProjectZero at municipality of Sønderborg, Denmark | ProjectZero at municipality of Sønderborg, Denmark
Annotations to this sheet
[10 empty] | 1 |  | 2 |  | 3 |  | 4 |  | 5 |  | 6 |  | 7 |  | 8 |  | 9 |  | 10
|  |  | Building type / label | [6 empty] | SFH I |  | SFH II |  | SFH III |  | MFH I
Building size category
Construction time band
|  | General Data | [5 empty] | Total
|  |  | Number of buildings |  |  |  |  | 363.5139 | 0 | 316.4398 | 0 | 37.0687 | 0 | 3.0054 | 0 | 7 | 0 | 0 | 0 | 0 | 0 | 0 | 0 | 0 | 0 | 0 | 0 | 0 | 0 | 10^0
|  |  | Number of dwellings |  |  |  |  | 387 | 0 | 325 | 0 | 37 | 0 | 3 | 0 | 22 | 0 | 0 | 0 | 0 | 0 | 0 | 0 | 0 | 0 | 0 | 0 | 0 | 0 | 10^0
|  |  | Floor area national | [6 empty] | 52.529 | 0 | 5.931 | 0 | 0.559 | 0 | 2.359 | 0 | 0 | 0 | 0 | 0 | 0 | 0 | 0 | 0 | 0 | 0 | 0 | 0 | 10^3 m²
|  |  | Floor area TABULA |  |  |  |  | 52.1713 | 0 | 44.6497 | 0 | 5.0413 | 0 | 0.47515 | 0 | 2.0051 | 0 | 0 | 0 | 0 | 0 | 0 | 0 | 0 | 0 | 0 | 0 | 0 | 0 | 10^3 m²
Building Insulation
Original state / not refurbished fraction of the envelope area
U-values of the original state
|  |  |  | Roof | [5 empty] | 0.3 |  | 0.2 |  | 0.16 |  | 0.6 |  | 0 |  | 0 |  | 0 |  | 0 |  | 0 |  | 0 |  | W/(m²K)
|  |  |  | Wall | [5 empty] | 0.7 |  | 0.4 |  | 0.35 |  | 1.4 |  | 0 |  | 0 |  | 0 |  | 0 |  | 0 |  | 0 |  | W/(m²K)
|  |  |  | Window | [5 empty] | 2.6 |  | 2.4 |  | 1.8 |  | 2.7 |  | 0 |  | 0 |  | 0 |  | 0 |  | 0 |  | 0 |  | W/(m²K)
|  |  |  | Floor | [5 empty] | 0.35 |  | 0.25 |  | 0.2 |  | 0.6 |  | 0 |  | 0 |  | 0 |  | 0 |  | 0 |  | 0 |  | W/(m²K)
Refubishments (averages)
Refurbished fraction of envelope areas
|  |  |  | Roof | [5 empty] | 0% |  | 0% |  | 0% |  | 0% |  | 0% |  | 0% |  | 0% |  | 0% |  | 0% |  | 0%
|  |  |  | Wall | [5 empty] | 0% |  | 0% |  | 0% |  | 0% |  | 0% |  | 0% |  | 0% |  | 0% |  | 0% |  | 0%
|  |  |  | Window | [5 empty] | 0% |  | 0% |  | 0% |  | 0% |  | 0% |  | 0% |  | 0% |  | 0% |  | 0% |  | 0%
|  |  |  | Floor | [5 empty] | 0% |  | 0% |  | 0% |  | 0% |  | 0% |  | 0% |  | 0% |  | 0% |  | 0% |  | 0%
|  |  |  | Total (indicative) | [5 empty] | 0% |  | 0% |  | 0% |  | 0% |  | 0% |  | 0% |  | 0% |  | 0% |  | 0% |  | 0%
U-values of the refurbished fraction (averages)
|  |  |  | Roof | [5 empty] | 0 |  | 0 |  | 0 |  | 0 |  | 0 |  | 0 |  | 0 |  | 0 |  | 0 |  | 0 |  | W/(m²K)
|  |  |  | Wall | [5 empty] | 0 |  | 0 |  | 0 |  | 0 |  | 0 |  | 0 |  | 0 |  | 0 |  | 0 |  | 0 |  | W/(m²K)
|  |  |  | Window | [5 empty] | 0 |  | 0 |  | 0 |  | 0 |  | 0 |  | 0 |  | 0 |  | 0 |  | 0 |  | 0 |  | W/(m²K)
|  |  |  | Floor | [5 empty] | 0 |  | 0 |  | 0 |  | 0 |  | 0 |  | 0 |  | 0 |  | 0 |  | 0 |  | 0 |  | W/(m²K)
Main Heat Supply Systems
Ventilation Systems with Heat Recovery
|  |  |  | Occurances | [5 empty] | 0% | 0% | 0% | 0% | 0% | 0% | 0% | 0% | 0% | 0% | 0% | 0% | 0% | 0% | 0% | 0% | 0% | 0% | 0% | 0%
Heating Systems
Occurances or Fractions of Produced Heat
|  |  | 1 | DH |  | TS |  |  | C | 40.63% | 0% | 40.2% | 0% | 0% | 0% | 94.78% | 0% |  | 0% |  | 0% |  | 0% |  | 0% |  | 0% |  | 0%
|  |  | 2 | Gas |  | B_NC |  |  | C | 40.76% | 0% | 59.8% | 0% | 56.22% | 0% | 5.225% | 0% |  | 0% |  | 0% |  | 0% |  | 0% |  | 0% |  | 0%
|  |  | 3 | Oil |  | B_NC |  |  | C | 18.62% | 0% | 0% | 0% | 43.78% | 0% | 0% | 0% |  | 0% |  | 0% |  | 0% |  | 0% |  | 0% |  | 0%
|  |  | 4 | [7 empty] | 0% |  | 0% |  | 0% |  | 0% |  | 0% |  | 0% |  | 0% |  | 0% |  | 0% |  | 0%
|  |  | 5 | [7 empty] | 0% |  | 0% |  | 0% |  | 0% |  | 0% |  | 0% |  | 0% |  | 0% |  | 0% |  | 0%
|  |  | 6 | [7 empty] | 0% |  | 0% |  | 0% |  | 0% |  | 0% |  | 0% |  | 0% |  | 0% |  | 0% |  | 0%
|  |  | 7 | [7 empty] | 0% |  | 0% |  | 0% |  | 0% |  | 0% |  | 0% |  | 0% |  | 0% |  | 0% |  | 0%
|  |  | 8 | [7 empty] | 0% |  | 0% |  | 0% |  | 0% |  | 0% |  | 0% |  | 0% |  | 0% |  | 0% |  | 0%
|  |  | 9 | [7 empty] | 0% |  | 0% |  | 0% |  | 0% |  | 0% |  | 0% |  | 0% |  | 0% |  | 0% |  | 0%
|  |  | 10 | [7 empty] | 0% |  | 0% |  | 0% |  | 0% |  | 0% |  | 0% |  | 0% |  | 0% |  | 0% |  | 0%
|  |  | 11 | [7 empty] | 0% |  | 0% |  | 0% |  | 0% |  | 0% |  | 0% |  | 0% |  | 0% |  | 0% |  | 0%
|  |  | 12 | [7 empty] | 0% |  | 0% |  | 0% |  | 0% |  | 0% |  | 0% |  | 0% |  | 0% |  | 0% |  | 0%
|  |  | 13 | [7 empty] | 0% |  | 0% |  | 0% |  | 0% |  | 0% |  | 0% |  | 0% |  | 0% |  | 0% |  | 0%
|  |  | 14 | [7 empty] | 0% |  | 0% |  | 0% |  | 0% |  | 0% |  | 0% |  | 0% |  | 0% |  | 0% |  | 0%
|  |  | 15 | [7 empty] | 0% |  | 0% |  | 0% |  | 0% |  | 0% |  | 0% |  | 0% |  | 0% |  | 0% |  | 0%
|  |  | 16 | [7 empty] | 0% |  | 0% |  | 0% |  | 0% |  | 0% |  | 0% |  | 0% |  | 0% |  | 0% |  | 0%
|  |  | 17 | [7 empty] | 0% |  | 0% |  | 0% |  | 0% |  | 0% |  | 0% |  | 0% |  | 0% |  | 0% |  | 0%
|  |  | 18 | [7 empty] | 0% |  | 0% |  | 0% |  | 0% |  | 0% |  | 0% |  | 0% |  | 0% |  | 0% |  | 0%
|  |  | 19 | [7 empty] | 0% |  | 0% |  | 0% |  | 0% |  | 0% |  | 0% |  | 0% |  | 0% |  | 0% |  | 0%
|  |  | 20 | [7 empty] | 0% |  | 0% |  | 0% |  | 0% |  | 0% |  | 0% |  | 0% |  | 0% |  | 0% |  | 0%
|  |  |  | Sum | [5 empty] | 100% | 0% | 100% | 0% | 100% | 0% | 100% | 0% |  | 0% |  | 0% |  | 0% |  | 0% |  | 0% |  | 0%
[5 empty] | thereof |  | central |  |  | 100% | 0% | 100% | 0% | 100% | 0% | 100% | 0% | 0% | 0% | 0% | 0% | 0% | 0% | 0% | 0% | 0% | 0% | 0% | 0%
[7 empty] | decentral |  |  | 0% | 0% | 0% | 0% | 0% | 0% | 0% | 0% | 0% | 0% | 0% | 0% | 0% | 0% | 0% | 0% | 0% | 0% | 0% | 0%
|  |  |  | Other Systems | [5 empty] | 0% | 0% | 0% | 0% | 0% | 0% | 0% | 0% |  | 0% |  | 0% |  | 0% |  | 0% |  | 0% |  | 0%
DHW Systems
Occurances or Fractions of Produced Heat
|  |  | 1 | DH |  | TS |  |  | C | 40.63% | 0% | 40.2% | 0% | 0% | 0% | 94.78% | 0% |  | 0% |  | 0% |  | 0% |  | 0% |  | 0% |  | 0%
|  |  | 2 | Gas |  | B_NC_CT |  |  | C | 40.76% | 0% | 59.8% | 0% | 56.22% | 0% | 5.225% | 0% |  | 0% |  | 0% |  | 0% |  | 0% |  | 0% |  | 0%
|  |  | 3 | Oil |  | B_NC_CT |  |  | C | 18.62% | 0% | 0% | 0% | 43.78% | 0% | 0% | 0% |  | 0% |  | 0% |  | 0% |  | 0% |  | 0% |  | 0%
|  |  | 4 | [7 empty] | 0% |  | 0% |  | 0% |  | 0% |  | 0% |  | 0% |  | 0% |  | 0% |  | 0% |  | 0%
|  |  | 5 | [7 empty] | 0% |  | 0% |  | 0% |  | 0% |  | 0% |  | 0% |  | 0% |  | 0% |  | 0% |  | 0%
|  |  | 6 | [7 empty] | 0% |  | 0% |  | 0% |  | 0% |  | 0% |  | 0% |  | 0% |  | 0% |  | 0% |  | 0%
|  |  | 7 | [7 empty] | 0% |  | 0% |  | 0% |  | 0% |  | 0% |  | 0% |  | 0% |  | 0% |  | 0% |  | 0%
|  |  | 8 | [7 empty] | 0% |  | 0% |  | 0% |  | 0% |  | 0% |  | 0% |  | 0% |  | 0% |  | 0% |  | 0%
|  |  | 9 | [7 empty] | 0% |  | 0% |  | 0% |  | 0% |  | 0% |  | 0% |  | 0% |  | 0% |  | 0% |  | 0%
|  |  | 10 | [7 empty] | 0% |  | 0% |  | 0% |  | 0% |  | 0% |  | 0% |  | 0% |  | 0% |  | 0% |  | 0%
|  |  | 11 | [7 empty] | 0% |  | 0% |  | 0% |  | 0% |  | 0% |  | 0% |  | 0% |  | 0% |  | 0% |  | 0%
|  |  | 12 | [7 empty] | 0% |  | 0% |  | 0% |  | 0% |  | 0% |  | 0% |  | 0% |  | 0% |  | 0% |  | 0%
|  |  | 13 | [7 empty] | 0% |  | 0% |  | 0% |  | 0% |  | 0% |  | 0% |  | 0% |  | 0% |  | 0% |  | 0%
|  |  | 14 | [7 empty] | 0% |  | 0% |  | 0% |  | 0% |  | 0% |  | 0% |  | 0% |  | 0% |  | 0% |  | 0%
|  |  | 15 | [7 empty] | 0% |  | 0% |  | 0% |  | 0% |  | 0% |  | 0% |  | 0% |  | 0% |  | 0% |  | 0%
|  |  | 16 | [7 empty] | 0% |  | 0% |  | 0% |  | 0% |  | 0% |  | 0% |  | 0% |  | 0% |  | 0% |  | 0%
|  |  | 17 | [7 empty] | 0% |  | 0% |  | 0% |  | 0% |  | 0% |  | 0% |  | 0% |  | 0% |  | 0% |  | 0%
|  |  | 18 | [7 empty] | 0% |  | 0% |  | 0% |  | 0% |  | 0% |  | 0% |  | 0% |  | 0% |  | 0% |  | 0%
|  |  | 19 | [7 empty] | 0% |  | 0% |  | 0% |  | 0% |  | 0% |  | 0% |  | 0% |  | 0% |  | 0% |  | 0%
|  |  | 20 | [7 empty] | 0% |  | 0% |  | 0% |  | 0% |  | 0% |  | 0% |  | 0% |  | 0% |  | 0% |  | 0%
|  |  |  | Sum | [5 empty] | 100% | 0% | 100% | 0% | 100% | 0% | 100% | 0% |  | 0% |  | 0% |  | 0% |  | 0% |  | 0% |  | 0%
[5 empty] | thereof |  | central |  |  | 100% | 0% | 100% | 0% | 100% | 0% | 100% | 0% | 0% | 0% | 0% | 0% | 0% | 0% | 0% | 0% | 0% | 0% | 0% | 0%
[7 empty] | decentral |  |  | 0% | 0% | 0% | 0% | 0% | 0% | 0% | 0% | 0% | 0% | 0% | 0% | 0% | 0% | 0% | 0% | 0% | 0% | 0% | 0%
|  |  |  | Other Systems | [5 empty] | 1.11e-14% | 0% | 0% | 0% | 0% | 0% | 0% | 0% |  | 0% |  | 0% |  | 0% |  | 0% |  | 0% |  | 0%
|  | Energy Balance | [16 empty] | All energy quantities in | MWh/a |  |  |  | Heating + DHW
[8 empty] | fuels related to |  |  | gross | 0% | calorific value
[28 empty] | Total |  | per m²
|  |  | Net heat need |  |  |  |  | 4874.8448 |  | 433.0448 |  | 47.128 |  | 198.9448 |  | 0 |  | 0 |  | 0 |  | 0 |  | 0 |  | 0 |  | 5553.9624 |  | 106.4563
|  |  | Produced heat |  |  |  |  | 5416.4942 |  | 481.1609 |  | 52.3644 |  | 221.0498 |  | 0 |  | 0 |  | 0 |  | 0 |  | 0 |  | 0 |  | 6171.0693 |  | 118.2848
|  |  | Gas |  |  |  | 1.087 | 2599.092 |  | 335.5251 |  | 36.4435 |  | 12.8652 |  | 0 |  | 0 |  | 0 |  | 0 |  | 0 |  | 0 |  | 2983.9258 |  | 57.1948
|  |  | Oil |  |  |  | 1.0526 | 1149.7389 |  | 0 |  | 27.4789 |  | 0 |  | 0 |  | 0 |  | 0 |  | 0 |  | 0 |  | 0 |  | 1177.2179 |  | 22.5645
|  |  | Coal |  |  |  | 1.0526 | 0 |  | 0 |  | 0 |  | 0 |  | 0 |  | 0 |  | 0 |  | 0 |  | 0 |  | 0 |  | 0 |  | 0
|  |  | Bio |  |  |  | 1.0526 | 0 |  | 0 |  | 0 |  | 0 |  | 0 |  | 0 |  | 0 |  | 0 |  | 0 |  | 0 |  | 0 |  | 0
|  |  | DH |  |  |  |  | 2383.706 |  | 207.496 |  | 0 |  | 214.6912 |  | 0 |  | 0 |  | 0 |  | 0 |  | 0 |  | 0 |  | 2805.8932 |  | 53.7823
|  |  | El |  |  |  |  | 0 |  | 0 |  | 0 |  | 0 |  | 0 |  | 0 |  | 0 |  | 0 |  | 0 |  | 0 |  | 0 |  | 0
|  |  | Other / not specified |  |  |  |  | 0 |  | 0 |  | 0 |  | 0 |  | 0 |  | 0 |  | 0 |  | 0 |  | 0 |  | 0 |  | 0 |  | 0
|  |  | Sum final energy |  |  |  |  | 6132.5369 |  | 543.0211 |  | 63.9224 |  | 227.5564 |  | 0 |  | 0 |  | 0 |  | 0 |  | 0 |  | 0 |  | 6967.0369 |  | 133.5416
|  |  | per m² |  |  |  |  | 137.3479 |  | 107.7134 |  | 134.531 |  | 113.486
|  |  | CHP electr. production |  |  |  |  | 0 |  | 0 |  | 0 |  | 0 |  | 0 |  | 0 |  | 0 |  | 0 |  | 0 |  | 0 |  | 0 |  | 0
| Version: |  | 2016-01-21
| TABULA Average Buildings | [29 empty] | EPISCOPE Monitoring Indicators
[5 empty] | Building Stock |  |  |  | DK | National |  |  | Danish residential building stock 2014 | [15 empty] | Year | 2015
[5 empty] | Details |  |  |  | SBi Model of the Danish residential building stock 2014 / Source: Synthesis Report N° 3 (2015) | Danish residential building stock 2014 | Danish residential building stock 2014 | Danish residential building stock 2014 | Danish residential building stock 2014 | Danish residential building stock 2014 | Danish residential building stock 2014 | Danish residential building stock 2014 | Danish residential building stock 2014 | Danish residential building stock 2014 | Danish residential building stock 2014 | Danish residential building stock 2014 | Danish residential building stock 2014 | Danish residential building stock 2014 | Danish residential building stock 2014 | Danish residential building stock 2014 | Danish residential building stock 2014 | Danish residential building stock 2014 | Danish residential building stock 2014 | Danish residential building stock 2014 | Danish residential building stock 2014 | Danish residential building stock 2014 | Danish residential building stock 2014
Annotations to this sheet
[10 empty] | 1 |  | 2 |  | 3 |  | 4 |  | 5 |  | 6 |  | 7 |  | 8 |  | 9 |  | 10
|  |  | Building type / label | [6 empty] | SFH I |  | SFH II |  | SFH III |  | MFH I |  | MFH II |  | MFH III
Building size category
Construction time band
|  | General Data | [5 empty] | Total
|  |  | Number of buildings |  |  |  |  | 1538.0728 | 0 | 1136.3363 | 0 | 207.3444 | 0 | 133.99 | 0 | 45.3929 | 0 | 8.954 | 0 | 6.0552 | 0 | 0 | 0 | 0 | 0 | 0 | 0 | 0 | 0 | 10^3
|  |  | Number of dwellings |  |  |  |  | 1526.284 | 0 | 1110.702 | 0 | 208.806 | 0 | 118.787 | 0 | 74.315 | 0 | 8.647 | 0 | 5.027 | 0 | 0 | 0 | 0 | 0 | 0 | 0 | 0 | 0 | 10^3
|  |  | Floor area national | [6 empty] | 161.5048 | 0 | 31.1479 | 0 | 21.3935 | 0 | 67.9835 | 0 | 7.9577 | 0 | 6.4593 | 0 | 0 | 0 | 0 | 0 | 0 | 0 | 0 | 0 | 10^6 m²
|  |  | Floor area TABULA |  |  |  |  | 251.9796 | 0 | 137.279 | 0 | 26.4757 | 0 | 18.1845 | 0 | 57.786 | 0 | 6.764 | 0 | 5.4904 | 0 | 0 | 0 | 0 | 0 | 0 | 0 | 0 | 0 | 10^6 m²
Building Insulation
Original state / not refurbished fraction of the envelope area
U-values of the original state
|  |  |  | Roof | [5 empty] | 0.3 |  | 0.2 |  | 0.16 |  | 0.6 |  | 0.2 |  | 0.15 |  | 0 |  | 0 |  | 0 |  | 0 |  | W/(m²K)
|  |  |  | Wall | [5 empty] | 0.7 |  | 0.4 |  | 0.35 |  | 1.4 |  | 0.4 |  | 0.2 |  | 0 |  | 0 |  | 0 |  | 0 |  | W/(m²K)
|  |  |  | Window | [5 empty] | 2.6 |  | 2.4 |  | 1.8 |  | 2.7 |  | 2.5 |  | 1.8 |  | 0 |  | 0 |  | 0 |  | 0 |  | W/(m²K)
|  |  |  | Floor | [5 empty] | 0.35 |  | 0.25 |  | 0.2 |  | 0.6 |  | 0.25 |  | 0.2 |  | 0 |  | 0 |  | 0 |  | 0 |  | W/(m²K)
Refubishments (averages)
Refurbished fraction of envelope areas
|  |  |  | Roof | [5 empty] | 0% |  | 0% |  | 0% |  | 0% |  | 0% |  | 0% |  | 0% |  | 0% |  | 0% |  | 0%
|  |  |  | Wall | [5 empty] | 0% |  | 0% |  | 0% |  | 0% |  | 0% |  | 0% |  | 0% |  | 0% |  | 0% |  | 0%
|  |  |  | Window | [5 empty] | 0% |  | 0% |  | 0% |  | 0% |  | 0% |  | 0% |  | 0% |  | 0% |  | 0% |  | 0%
|  |  |  | Floor | [5 empty] | 0% |  | 0% |  | 0% |  | 0% |  | 0% |  | 0% |  | 0% |  | 0% |  | 0% |  | 0%
|  |  |  | Total (indicative) | [5 empty] | 0% |  | 0% |  | 0% |  | 0% |  | 0% |  | 0% |  | 0% |  | 0% |  | 0% |  | 0%
U-values of the refurbished fraction (averages)
|  |  |  | Roof | [5 empty] | 0 |  | 0 |  | 0 |  | 0 |  | 0 |  | 0 |  | 0 |  | 0 |  | 0 |  | 0 |  | W/(m²K)
|  |  |  | Wall | [5 empty] | 0 |  | 0 |  | 0 |  | 0 |  | 0 |  | 0 |  | 0 |  | 0 |  | 0 |  | 0 |  | W/(m²K)
|  |  |  | Window | [5 empty] | 0 |  | 0 |  | 0 |  | 0 |  | 0 |  | 0 |  | 0 |  | 0 |  | 0 |  | 0 |  | W/(m²K)
|  |  |  | Floor | [5 empty] | 0 |  | 0 |  | 0 |  | 0 |  | 0 |  | 0 |  | 0 |  | 0 |  | 0 |  | 0 |  | W/(m²K)
Main Heat Supply Systems
Ventilation Systems with Heat Recovery
|  |  |  | Occurances | [5 empty] | 0% | 0% | 0% | 0% | 0% | 0% | 0% | 0% | 0% | 0% | 0% | 0% | 0% | 0% | 0% | 0% | 0% | 0% | 0% | 0%
Heating Systems
Occurances or Fractions of Produced Heat
|  |  | 1 | DH |  | TS |  |  | C | 34.59% | 0% | 34.59% | 0% | 34.59% | 0% | 84.78% | 0% | 84.78% | 0% | 84.78% | 0% |  | 0% |  | 0% |  | 0% |  | 0%
|  |  | 2 | Gas |  | B_NC |  |  | C | 21.58% | 0% | 21.58% | 0% | 21.58% | 0% | 10.07% | 0% | 10.07% | 0% | 10.07% | 0% |  | 0% |  | 0% |  | 0% |  | 0%
|  |  | 3 | Oil |  | B_NC |  |  | C | 9.584% | 0% | 9.584% | 0% | 9.584% | 0% | 2.416% | 0% | 2.416% | 0% | 2.416% | 0% |  | 0% |  | 0% |  | 0% |  | 0%
|  |  | 4 | Bio |  | Stove_S |  |  | C | 25.37% | 0% | 25.37% | 0% | 25.37% | 0% | 0% | 0% | 0% | 0% | 0% | 0% |  | 0% |  | 0% |  | 0% |  | 0%
|  |  | 5 | El |  | HP_Ground |  |  | C | 8.445% | 0% | 8.445% | 0% | 8.445% | 0% | 2.512% | 0% | 2.512% | 0% | 2.512% | 0% |  | 0% |  | 0% |  | 0% |  | 0%
|  |  | 6 | - |  | Solar |  |  | C | 0.4238% | 0% | 0.4238% | 0% | 0.4238% | 0% | 0.2122% | 0% | 0.2122% | 0% | 0.2122% | 0% |  | 0% |  | 0% |  | 0% |  | 0%
|  |  | 7 | [7 empty] | 0% |  | 0% |  | 0% |  | 0% |  | 0% |  | 0% |  | 0% |  | 0% |  | 0% |  | 0%
|  |  | 8 | [7 empty] | 0% |  | 0% |  | 0% |  | 0% |  | 0% |  | 0% |  | 0% |  | 0% |  | 0% |  | 0%
|  |  | 9 | [7 empty] | 0% |  | 0% |  | 0% |  | 0% |  | 0% |  | 0% |  | 0% |  | 0% |  | 0% |  | 0%
|  |  | 10 | [7 empty] | 0% |  | 0% |  | 0% |  | 0% |  | 0% |  | 0% |  | 0% |  | 0% |  | 0% |  | 0%
|  |  | 11 | [7 empty] | 0% |  | 0% |  | 0% |  | 0% |  | 0% |  | 0% |  | 0% |  | 0% |  | 0% |  | 0%
|  |  | 12 | [7 empty] | 0% |  | 0% |  | 0% |  | 0% |  | 0% |  | 0% |  | 0% |  | 0% |  | 0% |  | 0%
|  |  | 13 | [7 empty] | 0% |  | 0% |  | 0% |  | 0% |  | 0% |  | 0% |  | 0% |  | 0% |  | 0% |  | 0%
|  |  | 14 | [7 empty] | 0% |  | 0% |  | 0% |  | 0% |  | 0% |  | 0% |  | 0% |  | 0% |  | 0% |  | 0%
|  |  | 15 | [7 empty] | 0% |  | 0% |  | 0% |  | 0% |  | 0% |  | 0% |  | 0% |  | 0% |  | 0% |  | 0%
|  |  | 16 | [7 empty] | 0% |  | 0% |  | 0% |  | 0% |  | 0% |  | 0% |  | 0% |  | 0% |  | 0% |  | 0%
|  |  | 17 | [7 empty] | 0% |  | 0% |  | 0% |  | 0% |  | 0% |  | 0% |  | 0% |  | 0% |  | 0% |  | 0%
|  |  | 18 | [7 empty] | 0% |  | 0% |  | 0% |  | 0% |  | 0% |  | 0% |  | 0% |  | 0% |  | 0% |  | 0%
|  |  | 19 | [7 empty] | 0% |  | 0% |  | 0% |  | 0% |  | 0% |  | 0% |  | 0% |  | 0% |  | 0% |  | 0%
|  |  | 20 | [7 empty] | 0% |  | 0% |  | 0% |  | 0% |  | 0% |  | 0% |  | 0% |  | 0% |  | 0% |  | 0%
|  |  |  | Sum | [5 empty] | 99.99% | 0% | 99.99% | 0% | 99.99% | 0% | 99.99% | 0% | 99.99% | 0% | 99.99% | 0% |  | 0% |  | 0% |  | 0% |  | 0%
[5 empty] | thereof |  | central |  |  | 99.99% | 0% | 99.99% | 0% | 99.99% | 0% | 99.99% | 0% | 99.99% | 0% | 99.99% | 0% | 0% | 0% | 0% | 0% | 0% | 0% | 0% | 0%
[7 empty] | decentral |  |  | 0% | 0% | 0% | 0% | 0% | 0% | 0% | 0% | 0% | 0% | 0% | 0% | 0% | 0% | 0% | 0% | 0% | 0% | 0% | 0%
|  |  |  | Other Systems | [5 empty] | 0.006981% | 0% | 0.006981% | 0% | 0.006981% | 0% | 0.01224% | 0% | 0.01224% | 0% | 0.01224% | 0% |  | 0% |  | 0% |  | 0% |  | 0%
DHW Systems
Occurances or Fractions of Produced Heat
|  |  | 1 | DH |  | TS |  |  | C | 34.59% | 0% | 34.59% | 0% | 34.59% | 0% | 85.31% | 0% | 85.31% | 0% | 85.31% | 0% |  | 0% |  | 0% |  | 0% |  | 0%
|  |  | 2 | Gas |  | B_NC_CT |  |  | C | 21.58% | 0% | 21.58% | 0% | 21.58% | 0% | 10.34% | 0% | 10.34% | 0% | 10.34% | 0% |  | 0% |  | 0% |  | 0% |  | 0%
|  |  | 3 | Oil |  | B_NC_CT |  |  | C | 9.584% | 0% | 9.584% | 0% | 9.584% | 0% | 2.86% | 0% | 2.86% | 0% | 2.86% | 0% |  | 0% |  | 0% |  | 0% |  | 0%
|  |  | 4 | Bio |  | E |  |  | C | 25.37% | 0% | 25.37% | 0% | 25.37% | 0% | 0% | 0% | 0% | 0% | 0% | 0% |  | 0% |  | 0% |  | 0% |  | 0%
|  |  | 5 | El |  | E |  |  | C | 8.445% | 0% | 8.445% | 0% | 8.445% | 0% | 1.264% | 0% | 1.264% | 0% | 1.264% | 0% |  | 0% |  | 0% |  | 0% |  | 0%
|  |  | 6 | - |  | Solar |  |  | C | 0.4238% | 0% | 0.4238% | 0% | 0.4238% | 0% | 0.2136% | 0% | 0.2136% | 0% | 0.2136% | 0% |  | 0% |  | 0% |  | 0% |  | 0%
|  |  | 7 | [7 empty] | 0% |  | 0% |  | 0% |  | 0% |  | 0% |  | 0% |  | 0% |  | 0% |  | 0% |  | 0%
|  |  | 8 | [7 empty] | 0% |  | 0% |  | 0% |  | 0% |  | 0% |  | 0% |  | 0% |  | 0% |  | 0% |  | 0%
|  |  | 9 | [7 empty] | 0% |  | 0% |  | 0% |  | 0% |  | 0% |  | 0% |  | 0% |  | 0% |  | 0% |  | 0%
|  |  | 10 | [7 empty] | 0% |  | 0% |  | 0% |  | 0% |  | 0% |  | 0% |  | 0% |  | 0% |  | 0% |  | 0%
|  |  | 11 | [7 empty] | 0% |  | 0% |  | 0% |  | 0% |  | 0% |  | 0% |  | 0% |  | 0% |  | 0% |  | 0%
|  |  | 12 | [7 empty] | 0% |  | 0% |  | 0% |  | 0% |  | 0% |  | 0% |  | 0% |  | 0% |  | 0% |  | 0%
|  |  | 13 | [7 empty] | 0% |  | 0% |  | 0% |  | 0% |  | 0% |  | 0% |  | 0% |  | 0% |  | 0% |  | 0%
|  |  | 14 | [7 empty] | 0% |  | 0% |  | 0% |  | 0% |  | 0% |  | 0% |  | 0% |  | 0% |  | 0% |  | 0%
|  |  | 15 | [7 empty] | 0% |  | 0% |  | 0% |  | 0% |  | 0% |  | 0% |  | 0% |  | 0% |  | 0% |  | 0%
|  |  | 16 | [7 empty] | 0% |  | 0% |  | 0% |  | 0% |  | 0% |  | 0% |  | 0% |  | 0% |  | 0% |  | 0%
|  |  | 17 | [7 empty] | 0% |  | 0% |  | 0% |  | 0% |  | 0% |  | 0% |  | 0% |  | 0% |  | 0% |  | 0%
|  |  | 18 | [7 empty] | 0% |  | 0% |  | 0% |  | 0% |  | 0% |  | 0% |  | 0% |  | 0% |  | 0% |  | 0%
|  |  | 19 | [7 empty] | 0% |  | 0% |  | 0% |  | 0% |  | 0% |  | 0% |  | 0% |  | 0% |  | 0% |  | 0%
|  |  | 20 | [7 empty] | 0% |  | 0% |  | 0% |  | 0% |  | 0% |  | 0% |  | 0% |  | 0% |  | 0% |  | 0%
|  |  |  | Sum | [5 empty] | 99.99% | 0% | 99.99% | 0% | 99.99% | 0% | 99.98% | 0% | 99.98% | 0% | 99.98% | 0% |  | 0% |  | 0% |  | 0% |  | 0%
[5 empty] | thereof |  | central |  |  | 99.99% | 0% | 99.99% | 0% | 99.99% | 0% | 99.98% | 0% | 99.98% | 0% | 99.98% | 0% | 0% | 0% | 0% | 0% | 0% | 0% | 0% | 0%
[7 empty] | decentral |  |  | 0% | 0% | 0% | 0% | 0% | 0% | 0% | 0% | 0% | 0% | 0% | 0% | 0% | 0% | 0% | 0% | 0% | 0% | 0% | 0%
|  |  |  | Other Systems | [5 empty] | 0.006981% | 0% | 0.006981% | 0% | 0.006981% | 0% | 0.01642% | 0% | 0.01642% | 0% | 0.01642% | 0% |  | 0% |  | 0% |  | 0% |  | 0%
|  | Energy Balance | [16 empty] | All energy quantities in | GWh/a |  |  |  | Heating + DHW
[8 empty] | fuels related to |  |  | gross | 0% | calorific value
[28 empty] | Total |  | per m²
|  |  | Net heat need |  |  |  |  | 22491.4304 |  | 2940.2782 |  | 1483.9127 |  | 9139.4347 |  | 788.9333 |  | 439.9898 |  | 0 |  | 0 |  | 0 |  | 0 |  | 37283.9792 |  | 147.9643
|  |  | Produced heat |  |  |  |  | 24767.9528 |  | 3237.8852 |  | 1634.1103 |  | 10064.5031 |  | 868.787 |  | 484.5244 |  | 0 |  | 0 |  | 0 |  | 0 |  | 41057.7629 |  | 162.9408
|  |  | Gas |  |  |  | 1.087 | 5723.7308 |  | 748.2566 |  | 377.6335 |  | 1123.7685 |  | 97.0058 |  | 54.1004 |  | 0 |  | 0 |  | 0 |  | 0 |  | 8124.4955 |  | 32.2427
|  |  | Oil |  |  |  | 1.0526 | 2461.9304 |  | 321.8453 |  | 162.4303 |  | 301.0988 |  | 25.9914 |  | 14.4955 |  | 0 |  | 0 |  | 0 |  | 0 |  | 3287.7916 |  | 13.0478
|  |  | Coal |  |  |  | 1.0526 | 0 |  | 0 |  | 0 |  | 0 |  | 0 |  | 0 |  | 0 |  | 0 |  | 0 |  | 0 |  | 0 |  | 0
|  |  | Bio |  |  |  | 1.0526 | 6517.6169 |  | 852.0404 |  | 430.0115 |  | 0 |  | 0 |  | 0 |  | 0 |  | 0 |  | 0 |  | 0 |  | 7799.6688 |  | 30.9536
|  |  | DH |  |  |  |  | 8440.1195 |  | 1103.3669 |  | 556.8521 |  | 8532.8769 |  | 736.5741 |  | 410.789 |  | 0 |  | 0 |  | 0 |  | 0 |  | 19780.5784 |  | 78.5007
|  |  | El |  |  |  |  | 2060.6789 |  | 269.3901 |  | 135.957 |  | 126.4212 |  | 10.9129 |  | 6.0862 |  | 0 |  | 0 |  | 0 |  | 0 |  | 2609.4463 |  | 10.3558
|  |  | Other / not specified |  |  |  |  | 103.4258 |  | 13.5207 |  | 6.8237 |  | 21.3615 |  | 1.844 |  | 1.0284 |  | 0 |  | 0 |  | 0 |  | 0 |  | 148.0041 |  | 0.58737
|  |  | Sum final energy |  |  |  |  | 25307.5022 |  | 3308.4199 |  | 1669.7081 |  | 10105.5269 |  | 872.3282 |  | 486.4994 |  | 0 |  | 0 |  | 0 |  | 0 |  | 41749.9847 |  | 165.6879
|  |  | per m² |  |  |  |  | 184.3508 |  | 124.9607 |  | 91.8205 |  | 174.8786 |  | 128.9655 |  | 88.6091
|  |  | CHP electr. production |  |  |  |  | 0 |  | 0 |  | 0 |  | 0 |  | 0 |  | 0 |  | 0 |  | 0 |  | 0 |  | 0 |  | 0 |  | 0
| Version: |  | 2016-01-21
| TABULA Average Buildings | [29 empty] | EPISCOPE Monitoring Indicators
[5 empty] | Building Stock |  |  |  | ES | Regional |  |  | Comunidad Valenciana housing stock | [15 empty] | Year | 2015
[5 empty] | Details |  |  |  | Comunidad Valenciana housing stock, IVE model | Comunidad Valenciana housing stock | Comunidad Valenciana housing stock | Comunidad Valenciana housing stock | Comunidad Valenciana housing stock | Comunidad Valenciana housing stock | Comunidad Valenciana housing stock | Comunidad Valenciana housing stock | Comunidad Valenciana housing stock | Comunidad Valenciana housing stock | Comunidad Valenciana housing stock | Comunidad Valenciana housing stock | Comunidad Valenciana housing stock | Comunidad Valenciana housing stock | Comunidad Valenciana housing stock | Comunidad Valenciana housing stock | Comunidad Valenciana housing stock | Comunidad Valenciana housing stock | Comunidad Valenciana housing stock | Comunidad Valenciana housing stock | Comunidad Valenciana housing stock | Comunidad Valenciana housing stock | Comunidad Valenciana housing stock
Annotations to this sheet
[10 empty] | 1 |  | 2 |  | 3 |  | 4 |  | 5 |  | 6 |  | 7 |  | 8 |  | 9 |  | 10
Building type / label
Building size category
Construction time band
|  | General Data | [5 empty] | Total
|  |  | Number of buildings |  |  |  |  | 47934.9377 | 0 | 17224.5817 | 0 | 25432.2611 | 0 | 2879.1272 | 0 | 2398.9677 | 0 | 0 | 0 | 0 | 0 | 0 | 0 | 0 | 0 | 0 | 0 | 0 | 0 | 10^0
|  |  | Number of dwellings |  |  |  |  | 692641 | 0 | 248345 | 0 | 366890 | 0 | 38685 | 0 | 38721 | 0 | 0 | 0 | 0 | 0 | 0 | 0 | 0 | 0 | 0 | 0 | 0 | 0 | 10^0
|  |  | Floor area national | [6 empty] | 18.2534 | 0 | 34.6711 | 0 | 2.7079 | 0 | 3.2526 | 0 | 0 | 0 | 0 | 0 | 0 | 0 | 0 | 0 | 0 | 0 | 0 | 0 | 10^6 m²
|  |  | Floor area TABULA |  |  |  |  | 64.7735 | 0 | 20.0787 | 0 | 38.1382 | 0 | 2.9787 | 0 | 3.5778 | 0 | 0 | 0 | 0 | 0 | 0 | 0 | 0 | 0 | 0 | 0 | 0 | 0 | 10^6 m²
Building Insulation
Original state / not refurbished fraction of the envelope area
U-values of the original state
|  |  |  | Roof | [5 empty] | 1.92 |  | 1.92 |  | 1.92 |  | 1.92 |  | 0 |  | 0 |  | 0 |  | 0 |  | 0 |  | 0 |  | W/(m²K)
|  |  |  | Wall | [5 empty] | 2.2625 |  | 2.2604 |  | 1.6627 |  | 1.6627 |  | 0 |  | 0 |  | 0 |  | 0 |  | 0 |  | 0 |  | W/(m²K)
|  |  |  | Window | [5 empty] | 5.7 |  | 5.7 |  | 5.7 |  | 5.7 |  | 0 |  | 0 |  | 0 |  | 0 |  | 0 |  | 0 |  | W/(m²K)
|  |  |  | Floor | [5 empty] | 2.06 |  | 2.06 |  | 1.43 |  | 1.43 |  | 0 |  | 0 |  | 0 |  | 0 |  | 0 |  | 0 |  | W/(m²K)
Refubishments (averages)
Refurbished fraction of envelope areas
|  |  |  | Roof | [5 empty] | 0% |  | 0% |  | 0% |  | 0% |  | 0% |  | 0% |  | 0% |  | 0% |  | 0% |  | 0%
|  |  |  | Wall | [5 empty] | 0% |  | 0% |  | 0% |  | 0% |  | 0% |  | 0% |  | 0% |  | 0% |  | 0% |  | 0%
|  |  |  | Window | [5 empty] | 0% |  | 0% |  | 0% |  | 0% |  | 0% |  | 0% |  | 0% |  | 0% |  | 0% |  | 0%
|  |  |  | Floor | [5 empty] | 0% |  | 0% |  | 0% |  | 0% |  | 0% |  | 0% |  | 0% |  | 0% |  | 0% |  | 0%
|  |  |  | Total (indicative) | [5 empty] | 0% |  | 0% |  | 0% |  | 0% |  | 0% |  | 0% |  | 0% |  | 0% |  | 0% |  | 0%
U-values of the refurbished fraction (averages)
|  |  |  | Roof | [5 empty] | 0 |  | 0 |  | 0 |  | 0 |  | 0 |  | 0 |  | 0 |  | 0 |  | 0 |  | 0 |  | W/(m²K)
|  |  |  | Wall | [5 empty] | 0 |  | 0 |  | 0 |  | 0 |  | 0 |  | 0 |  | 0 |  | 0 |  | 0 |  | 0 |  | W/(m²K)
|  |  |  | Window | [5 empty] | 0 |  | 0 |  | 0 |  | 0 |  | 0 |  | 0 |  | 0 |  | 0 |  | 0 |  | 0 |  | W/(m²K)
|  |  |  | Floor | [5 empty] | 0 |  | 0 |  | 0 |  | 0 |  | 0 |  | 0 |  | 0 |  | 0 |  | 0 |  | 0 |  | W/(m²K)
Main Heat Supply Systems
Ventilation Systems with Heat Recovery
|  |  |  | Occurances | [5 empty] | 0% | 0% | 0% | 0% | 0% | 0% | 0% | 0% | 0% | 0% | 0% | 0% | 0% | 0% | 0% | 0% | 0% | 0% | 0% | 0%
Heating Systems
Occurances or Fractions of Produced Heat
|  |  | 1 | Oil |  | B_NC |  |  | D | 2.773% | 0% | 2.773% | 0% | 2.773% | 0% | 2.773% | 0% |  | 0% |  | 0% |  | 0% |  | 0% |  | 0% |  | 0%
|  |  | 2 | Gas |  | Stove_L |  |  | D | 23.21% | 0% | 23.21% | 0% | 23.21% | 0% | 23.21% | 0% |  | 0% |  | 0% |  | 0% |  | 0% |  | 0% |  | 0%
|  |  | 3 | Gas |  | B_NC |  |  | D | 17.33% | 0% | 17.33% | 0% | 17.33% | 0% | 17.33% | 0% |  | 0% |  | 0% |  | 0% |  | 0% |  | 0% |  | 0%
|  |  | 4 | El |  | E_SH |  |  | D | 23.19% | 0% | 23.19% | 0% | 23.19% | 0% | 23.19% | 0% |  | 0% |  | 0% |  | 0% |  | 0% |  | 0% |  | 0%
|  |  | 5 | El |  | HP_Air |  |  | D | 33.49% | 0% | 33.49% | 0% | 33.49% | 0% | 33.49% | 0% |  | 0% |  | 0% |  | 0% |  | 0% |  | 0% |  | 0%
|  |  | 6 | [7 empty] | 0% |  | 0% |  | 0% |  | 0% |  | 0% |  | 0% |  | 0% |  | 0% |  | 0% |  | 0%
|  |  | 7 | [7 empty] | 0% |  | 0% |  | 0% |  | 0% |  | 0% |  | 0% |  | 0% |  | 0% |  | 0% |  | 0%
|  |  | 8 | [7 empty] | 0% |  | 0% |  | 0% |  | 0% |  | 0% |  | 0% |  | 0% |  | 0% |  | 0% |  | 0%
|  |  | 9 | [7 empty] | 0% |  | 0% |  | 0% |  | 0% |  | 0% |  | 0% |  | 0% |  | 0% |  | 0% |  | 0%
|  |  | 10 | [7 empty] | 0% |  | 0% |  | 0% |  | 0% |  | 0% |  | 0% |  | 0% |  | 0% |  | 0% |  | 0%
|  |  | 11 | [7 empty] | 0% |  | 0% |  | 0% |  | 0% |  | 0% |  | 0% |  | 0% |  | 0% |  | 0% |  | 0%
|  |  | 12 | [7 empty] | 0% |  | 0% |  | 0% |  | 0% |  | 0% |  | 0% |  | 0% |  | 0% |  | 0% |  | 0%
|  |  | 13 | [7 empty] | 0% |  | 0% |  | 0% |  | 0% |  | 0% |  | 0% |  | 0% |  | 0% |  | 0% |  | 0%
|  |  | 14 | [7 empty] | 0% |  | 0% |  | 0% |  | 0% |  | 0% |  | 0% |  | 0% |  | 0% |  | 0% |  | 0%
|  |  | 15 | [7 empty] | 0% |  | 0% |  | 0% |  | 0% |  | 0% |  | 0% |  | 0% |  | 0% |  | 0% |  | 0%
|  |  | 16 | [7 empty] | 0% |  | 0% |  | 0% |  | 0% |  | 0% |  | 0% |  | 0% |  | 0% |  | 0% |  | 0%
|  |  | 17 | [7 empty] | 0% |  | 0% |  | 0% |  | 0% |  | 0% |  | 0% |  | 0% |  | 0% |  | 0% |  | 0%
|  |  | 18 | [7 empty] | 0% |  | 0% |  | 0% |  | 0% |  | 0% |  | 0% |  | 0% |  | 0% |  | 0% |  | 0%
|  |  | 19 | [7 empty] | 0% |  | 0% |  | 0% |  | 0% |  | 0% |  | 0% |  | 0% |  | 0% |  | 0% |  | 0%
|  |  | 20 | [7 empty] | 0% |  | 0% |  | 0% |  | 0% |  | 0% |  | 0% |  | 0% |  | 0% |  | 0% |  | 0%
|  |  |  | Sum | [5 empty] | 100% | 0% | 100% | 0% | 100% | 0% | 100% | 0% |  | 0% |  | 0% |  | 0% |  | 0% |  | 0% |  | 0%
[5 empty] | thereof |  | central |  |  | 0% | 0% | 0% | 0% | 0% | 0% | 0% | 0% | 0% | 0% | 0% | 0% | 0% | 0% | 0% | 0% | 0% | 0% | 0% | 0%
[7 empty] | decentral |  |  | 100% | 0% | 100% | 0% | 100% | 0% | 100% | 0% | 0% | 0% | 0% | 0% | 0% | 0% | 0% | 0% | 0% | 0% | 0% | 0%
|  |  |  | Other Systems | [5 empty] | 0% | 0% | 0% | 0% | 0% | 0% | 0% | 0% |  | 0% |  | 0% |  | 0% |  | 0% |  | 0% |  | 0%
DHW Systems
Occurances or Fractions of Produced Heat
|  |  | 1 | Gas |  | B_NC |  |  | D | 100% | 0% | 100% | 0% | 100% | 0% | 100% | 0% |  | 0% |  | 0% |  | 0% |  | 0% |  | 0% |  | 0%
|  |  | 2 | [7 empty] | 0% |  | 0% |  | 0% |  | 0% |  | 0% |  | 0% |  | 0% |  | 0% |  | 0% |  | 0%
|  |  | 3 | [7 empty] | 0% |  | 0% |  | 0% |  | 0% |  | 0% |  | 0% |  | 0% |  | 0% |  | 0% |  | 0%
|  |  | 4 | [7 empty] | 0% |  | 0% |  | 0% |  | 0% |  | 0% |  | 0% |  | 0% |  | 0% |  | 0% |  | 0%
|  |  | 5 | [7 empty] | 0% |  | 0% |  | 0% |  | 0% |  | 0% |  | 0% |  | 0% |  | 0% |  | 0% |  | 0%
|  |  | 6 | [7 empty] | 0% |  | 0% |  | 0% |  | 0% |  | 0% |  | 0% |  | 0% |  | 0% |  | 0% |  | 0%
|  |  | 7 | [7 empty] | 0% |  | 0% |  | 0% |  | 0% |  | 0% |  | 0% |  | 0% |  | 0% |  | 0% |  | 0%
|  |  | 8 | [7 empty] | 0% |  | 0% |  | 0% |  | 0% |  | 0% |  | 0% |  | 0% |  | 0% |  | 0% |  | 0%
|  |  | 9 | [7 empty] | 0% |  | 0% |  | 0% |  | 0% |  | 0% |  | 0% |  | 0% |  | 0% |  | 0% |  | 0%
|  |  | 10 | [7 empty] | 0% |  | 0% |  | 0% |  | 0% |  | 0% |  | 0% |  | 0% |  | 0% |  | 0% |  | 0%
|  |  | 11 | [7 empty] | 0% |  | 0% |  | 0% |  | 0% |  | 0% |  | 0% |  | 0% |  | 0% |  | 0% |  | 0%
|  |  | 12 | [7 empty] | 0% |  | 0% |  | 0% |  | 0% |  | 0% |  | 0% |  | 0% |  | 0% |  | 0% |  | 0%
|  |  | 13 | [7 empty] | 0% |  | 0% |  | 0% |  | 0% |  | 0% |  | 0% |  | 0% |  | 0% |  | 0% |  | 0%
|  |  | 14 | [7 empty] | 0% |  | 0% |  | 0% |  | 0% |  | 0% |  | 0% |  | 0% |  | 0% |  | 0% |  | 0%
|  |  | 15 | [7 empty] | 0% |  | 0% |  | 0% |  | 0% |  | 0% |  | 0% |  | 0% |  | 0% |  | 0% |  | 0%
|  |  | 16 | [7 empty] | 0% |  | 0% |  | 0% |  | 0% |  | 0% |  | 0% |  | 0% |  | 0% |  | 0% |  | 0%
|  |  | 17 | [7 empty] | 0% |  | 0% |  | 0% |  | 0% |  | 0% |  | 0% |  | 0% |  | 0% |  | 0% |  | 0%
|  |  | 18 | [7 empty] | 0% |  | 0% |  | 0% |  | 0% |  | 0% |  | 0% |  | 0% |  | 0% |  | 0% |  | 0%
|  |  | 19 | [7 empty] | 0% |  | 0% |  | 0% |  | 0% |  | 0% |  | 0% |  | 0% |  | 0% |  | 0% |  | 0%
|  |  | 20 | [7 empty] | 0% |  | 0% |  | 0% |  | 0% |  | 0% |  | 0% |  | 0% |  | 0% |  | 0% |  | 0%
|  |  |  | Sum | [5 empty] | 100% | 0% | 100% | 0% | 100% | 0% | 100% | 0% |  | 0% |  | 0% |  | 0% |  | 0% |  | 0% |  | 0%
[5 empty] | thereof |  | central |  |  | 0% | 0% | 0% | 0% | 0% | 0% | 0% | 0% | 0% | 0% | 0% | 0% | 0% | 0% | 0% | 0% | 0% | 0% | 0% | 0%
[7 empty] | decentral |  |  | 100% | 0% | 100% | 0% | 100% | 0% | 100% | 0% | 0% | 0% | 0% | 0% | 0% | 0% | 0% | 0% | 0% | 0% | 0% | 0%
|  |  |  | Other Systems | [5 empty] | 0% | 0% | 0% | 0% | 0% | 0% | 0% | 0% |  | 0% |  | 0% |  | 0% |  | 0% |  | 0% |  | 0%
|  | Energy Balance | [16 empty] | All energy quantities in | GWh/a |  |  |  | Heating + DHW
[8 empty] | fuels related to |  |  | gross | 0% | calorific value
[28 empty] | Total |  | per m²
|  |  | Net heat need |  |  |  |  | 2568.9849 |  | 3355.6686 |  | 235.4876 |  | 203.1439 |  | 0 |  | 0 |  | 0 |  | 0 |  | 0 |  | 0 |  | 6363.285 |  | 98.239
|  |  | Produced heat |  |  |  |  | 560.1985 |  | 827.6037 |  | 87.2628 |  | 87.344 |  | 0 |  | 0 |  | 0 |  | 0 |  | 0 |  | 0 |  | 1562.409 |  | 24.1211
|  |  | Gas |  |  |  | 1 | 444.1509 |  | 656.1618 |  | 69.1859 |  | 69.2503 |  | 0 |  | 0 |  | 0 |  | 0 |  | 0 |  | 0 |  | 1238.7489 |  | 19.1243
|  |  | Oil |  |  |  | 1 | 16.2176 |  | 23.9589 |  | 2.5262 |  | 2.5286 |  | 0 |  | 0 |  | 0 |  | 0 |  | 0 |  | 0 |  | 45.2313 |  | 0.6983
|  |  | Coal |  |  |  | 1 | 0 |  | 0 |  | 0 |  | 0 |  | 0 |  | 0 |  | 0 |  | 0 |  | 0 |  | 0 |  | 0 |  | 0
|  |  | Bio |  |  |  | 1 | 0 |  | 0 |  | 0 |  | 0 |  | 0 |  | 0 |  | 0 |  | 0 |  | 0 |  | 0 |  | 0 |  | 0
|  |  | DH |  |  |  |  | 0 |  | 0 |  | 0 |  | 0 |  | 0 |  | 0 |  | 0 |  | 0 |  | 0 |  | 0 |  | 0 |  | 0
|  |  | El |  |  |  |  | 486.1855 |  | 718.2612 |  | 75.7337 |  | 75.8042 |  | 0 |  | 0 |  | 0 |  | 0 |  | 0 |  | 0 |  | 1355.9846 |  | 20.9343
|  |  | Other / not specified |  |  |  |  | 0 |  | 0 |  | 0 |  | 0 |  | 0 |  | 0 |  | 0 |  | 0 |  | 0 |  | 0 |  | 0 |  | 0
|  |  | Sum final energy |  |  |  |  | 946.5539 |  | 1398.3819 |  | 147.4458 |  | 147.5831 |  | 0 |  | 0 |  | 0 |  | 0 |  | 0 |  | 0 |  | 2639.9648 |  | 40.7569
|  |  | per m² |  |  |  |  | 47.1422 |  | 36.6662 |  | 49.4993 |  | 41.2494
|  |  | CHP electr. production |  |  |  |  | 0 |  | 0 |  | 0 |  | 0 |  | 0 |  | 0 |  | 0 |  | 0 |  | 0 |  | 0 |  | 0 |  | 0
| Version: |  | 2016-01-21
| TABULA Average Buildings | [29 empty] | EPISCOPE Monitoring Indicators
[5 empty] | Building Stock |  |  |  | FR | Local |  |  | Local building stock of OPH Montreuillois (OPHM), France | [15 empty] | Year | 2015
[5 empty] | Details |  |  |  | Existing state 2015 | Local building stock of OPH Montreuillois (OPHM), France | Local building stock of OPH Montreuillois (OPHM), France | Local building stock of OPH Montreuillois (OPHM), France | Local building stock of OPH Montreuillois (OPHM), France | Local building stock of OPH Montreuillois (OPHM), France | Local building stock of OPH Montreuillois (OPHM), France | Local building stock of OPH Montreuillois (OPHM), France | Local building stock of OPH Montreuillois (OPHM), France | Local building stock of OPH Montreuillois (OPHM), France | Local building stock of OPH Montreuillois (OPHM), France | Local building stock of OPH Montreuillois (OPHM), France | Local building stock of OPH Montreuillois (OPHM), France | Local building stock of OPH Montreuillois (OPHM), France | Local building stock of OPH Montreuillois (OPHM), France | Local building stock of OPH Montreuillois (OPHM), France | Local building stock of OPH Montreuillois (OPHM), France | Local building stock of OPH Montreuillois (OPHM), France | Local building stock of OPH Montreuillois (OPHM), France | Local building stock of OPH Montreuillois (OPHM), France | Local building stock of OPH Montreuillois (OPHM), France | Local building stock of OPH Montreuillois (OPHM), France | Local building stock of OPH Montreuillois (OPHM), France
Annotations to this sheet
[10 empty] | 1 |  | 2 |  | 3 |  | 4 |  | 5 |  | 6 |  | 7 |  | 8 |  | 9 |  | 10
|  |  | Building type / label | [6 empty] | LC_PE.99 |  | LC_PE.00 |  | LC_INT.74 |  | LC_INT.99 |  | LC_INT.00 |  | LC_GR.74 |  | LC_GR.99 |  | LC_ENS.48 |  | LC_ENS.74 |  | LC_ENS.99
Building size category
Construction time band
|  | General Data | [5 empty] | Total
|  |  | Number of buildings |  |  |  |  | 336.1373 | 0 | 21.3411 | 0 | 13.3938 | 0 | 18.2943 | 0 | 16.124 | 0 | 5.5754 | 0 | 2.5907 | 0 | 14.4816 | 0 | 36.3567 | 0 | 103.7917 | 0 | 104.188 | 0 | 10^0
|  |  | Number of dwellings |  |  |  |  | 10331 | 0 | 232 | 0 | 82 | 0 | 349 | 0 | 1470 | 0 | 346 | 0 | 231 | 0 | 954 | 0 | 504 | 0 | 4373 | 0 | 1790 | 0 | 10^0
|  |  | Floor area national | [6 empty] | 19.8216 | 0 | 7.2648 | 0 | 25.7291 | 0 | 123.523 | 0 | 27.8613 | 0 | 16.0728 | 0 | 77.2513 | 0 | 29.8852 | 0 | 324.8888 | 0 | 139.4035 | 0 | 10^3 m²
|  |  | Floor area TABULA |  |  |  |  | 725.7264 | 0 | 18.1698 | 0 | 6.6594 | 0 | 23.585 | 0 | 113.2294 | 0 | 25.5396 | 0 | 14.7334 | 0 | 70.8137 | 0 | 27.3948 | 0 | 297.8147 | 0 | 127.7866 | 0 | 10^3 m²
Building Insulation
Original state / not refurbished fraction of the envelope area
U-values of the original state
|  |  |  | Roof | [5 empty] | 0.43 |  | 0.28 |  | 0.28927 |  | 0.49581 |  | 0.27849 |  | 0.33083 |  | 0.43652 |  | 0.3099 |  | 0.32439 |  | 0.33853 |  | W/(m²K)
|  |  |  | Wall | [5 empty] | 0.5571 |  | 0.36 |  | 0.96424 |  | 0.44258 |  | 0.34958 |  | 0.43983 |  | 0.38173 |  | 1.3893 |  | 0.5989 |  | 0.30791 |  | W/(m²K)
|  |  |  | Window | [5 empty] | 2.9018 |  | 1.669 |  | 2.5651 |  | 2.4492 |  | 1.7423 |  | 1.8179 |  | 2.8344 |  | 1.8425 |  | 2.2602 |  | 1.9634 |  | W/(m²K)
|  |  |  | Floor | [5 empty] | 0.52989 |  | 0.38441 |  | 1.4878 |  | 0.42305 |  | 0.47499 |  | 0.55645 |  | 0.80105 |  | 2.0502 |  | 1.6072 |  | 0.75783 |  | W/(m²K)
Refubishments (averages)
Refurbished fraction of envelope areas
|  |  |  | Roof | [5 empty] | 0% |  | 0% |  | 0% |  | 0% |  | 0% |  | 0% |  | 0% |  | 0% |  | 0% |  | 0%
|  |  |  | Wall | [5 empty] | 0% |  | 0% |  | 0% |  | 0% |  | 0% |  | 0% |  | 0% |  | 0% |  | 0% |  | 0%
|  |  |  | Window | [5 empty] | 0% |  | 0% |  | 0% |  | 0% |  | 0% |  | 0% |  | 0% |  | 0% |  | 0% |  | 0%
|  |  |  | Floor | [5 empty] | 0% |  | 0% |  | 0% |  | 0% |  | 0% |  | 0% |  | 0% |  | 0% |  | 0% |  | 0%
|  |  |  | Total (indicative) | [5 empty] | 0% |  | 0% |  | 0% |  | 0% |  | 0% |  | 0% |  | 0% |  | 0% |  | 0% |  | 0%
U-values of the refurbished fraction (averages)
|  |  |  | Roof | [5 empty] | 0 |  | 0 |  | 0 |  | 0 |  | 0 |  | 0 |  | 0 |  | 0 |  | 0 |  | 0 |  | W/(m²K)
|  |  |  | Wall | [5 empty] | 0 |  | 0 |  | 0 |  | 0 |  | 0 |  | 0 |  | 0 |  | 0 |  | 0 |  | 0 |  | W/(m²K)
|  |  |  | Window | [5 empty] | 0 |  | 0 |  | 0 |  | 0 |  | 0 |  | 0 |  | 0 |  | 0 |  | 0 |  | 0 |  | W/(m²K)
|  |  |  | Floor | [5 empty] | 0 |  | 0 |  | 0 |  | 0 |  | 0 |  | 0 |  | 0 |  | 0 |  | 0 |  | 0 |  | W/(m²K)
Main Heat Supply Systems
Ventilation Systems with Heat Recovery
|  |  |  | Occurances | [5 empty] | 100% | 0% | 100% | 0% | 100% | 0% | 100% | 0% | 100% | 0% | 100% | 0% | 100% | 0% | 100% | 0% | 100% | 0% | 100% | 0%
Heating Systems
Occurances or Fractions of Produced Heat
|  |  | 1 | DH |  | TS |  |  | C | 0% | 0% | 0% | 0% | 0% | 0% | 0% | 0% | 0% | 0% | 0% | 0% | 16.9% | 0% | 0% | 0% | 13.1% | 0% | 0% | 0%
|  |  | 2 | El |  | E_SH |  |  | D | 67.3% | 0% | 0% | 0% | 0% | 0% | 81.6% | 0% | 0% | 0% | 0% | 0% | 34.4% | 0% | 21.3% | 0% | 0% | 0% | 89.5% | 0%
|  |  | 3 | Gas |  | B_C |  |  | D | 0% | 0% | 0% | 0% | 0% | 0% | 0% | 0% | 17.9% | 0% | 0% | 0% | 0% | 0% | 0% | 0% | 0% | 0% | 0% | 0%
|  |  | 4 | Gas |  | B_C |  |  | C | 0% | 0% | 0% | 0% | 0% | 0% | 0% | 0% | 28% | 0% | 59.9% | 0% | 0% | 0% | 0% | 0% | 0% | 0% | 0% | 0%
|  |  | 5 | Gas |  | B_C |  |  | C | 0% | 0% | 0% | 0% | 0% | 0% | 0% | 0% | 41.3% | 0% | 0% | 0% | 0% | 0% | 0% | 0% | 0% | 0% | 0% | 0%
|  |  | 6 | Gas |  | B_C |  |  | C | 0% | 0% | 0% | 0% | 0% | 0% | 0% | 0% | 0% | 0% | 0% | 0% | 0% | 0% | 0% | 0% | 11.8% | 0% | 0% | 0%
|  |  | 7 | Gas |  | B_NC_CT |  |  | D | 0% | 0% | 0% | 0% | 12.9% | 0% | 0% | 0% | 0% | 0% | 0% | 0% | 0% | 0% | 0% | 0% | 0% | 0% | 0% | 0%
|  |  | 8 | Gas |  | B_NC_CT |  |  | D | 0% | 0% | 0% | 0% | 58.2% | 0% | 14.2% | 0% | 0% | 0% | 0% | 0% | 14.3% | 0% | 0% | 0% | 1.7% | 0% | 10.5% | 0%
|  |  | 9 | Gas |  | B_NC_CT |  |  | C | 0% | 0% | 0% | 0% | 0% | 0% | 0% | 0% | 0% | 0% | 0% | 0% | 0% | 0% | 0% | 0% | 7% | 0% | 0% | 0%
|  |  | 10 | Gas |  | B_NC_CT |  |  | C | 0% | 0% | 0% | 0% | 28.9% | 0% | 4.2% | 0% | 0% | 0% | 0% | 0% | 0% | 0% | 78.7% | 0% | 66.4% | 0% | 0% | 0%
|  |  | 11 | Gas |  | B_NC_LT |  |  | D | 15.9% | 0% | 0% | 0% | 0% | 0% | 0% | 0% | 0% | 0% | 0% | 0% | 19.2% | 0% | 0% | 0% | 0% | 0% | 0% | 0%
|  |  | 12 | Gas |  | B_NC_LT |  |  | D | 16.8% | 0% | 91.2% | 0% | 0% | 0% | 0% | 0% | 12.8% | 0% | 0% | 0% | 0% | 0% | 0% | 0% | 0% | 0% | 0% | 0%
|  |  | 13 | Gas |  | B_NC_LT |  |  | C | 0% | 0% | 8.8% | 0% | 0% | 0% | 0% | 0% | 0% | 0% | 0% | 0% | 0% | 0% | 0% | 0% | 0% | 0% | 0% | 0%
|  |  | 14 | Gas |  | B_NC_LT |  |  | C | 0% | 0% | 0% | 0% | 0% | 0% | 0% | 0% | 0% | 0% | 40.1% | 0% | 0% | 0% | 0% | 0% | 0% | 0% | 0% | 0%
|  |  | 15 | Gas |  | B_NC_LT |  |  | C | 0% | 0% | 0% | 0% | 0% | 0% | 0% | 0% | 0% | 0% | 0% | 0% | 15.2% | 0% | 0% | 0% | 0% | 0% | 0% | 0%
|  |  | 16 | DH |  | TS |  |  | C | 0% | 0% | 0% | 0% | 0% | 0% | 0% | 0% | 0% | 0% | 0% | 0% | 0% | 0% | 0% | 0% | 0% | 0% | 0% | 0%
|  |  | 17 | El |  | HP_ExhAir |  |  | D | 0% | 0% | 0% | 0% | 0% | 0% | 0% | 0% | 0% | 0% | 0% | 0% | 0% | 0% | 0% | 0% | 0% | 0% | 0% | 0%
|  |  | 18 | Gas |  | B_C |  |  | D | 0% | 0% | 0% | 0% | 0% | 0% | 0% | 0% | 0% | 0% | 0% | 0% | 0% | 0% | 0% | 0% | 0% | 0% | 0% | 0%
|  |  | 19 | Gas |  | B_C |  |  | C | 0% | 0% | 0% | 0% | 0% | 0% | 0% | 0% | 0% | 0% | 0% | 0% | 0% | 0% | 0% | 0% | 0% | 0% | 0% | 0%
|  |  | 20 | [7 empty] | 0% |  | 0% |  | 0% |  | 0% |  | 0% |  | 0% |  | 0% |  | 0% |  | 0% |  | 0%
|  |  |  | Sum | [5 empty] | 100% | 0% | 100% | 0% | 100% | 0% | 100% | 0% | 100% | 0% | 100% | 0% | 100% | 0% | 100% | 0% | 100% | 0% | 100% | 0%
[5 empty] | thereof |  | central |  |  | 0% | 0% | 8.8% | 0% | 28.9% | 0% | 4.2% | 0% | 69.3% | 0% | 100% | 0% | 32.1% | 0% | 78.7% | 0% | 98.3% | 0% | 0% | 0%
[7 empty] | decentral |  |  | 100% | 0% | 91.2% | 0% | 71.1% | 0% | 95.8% | 0% | 30.7% | 0% | 0% | 0% | 67.9% | 0% | 21.3% | 0% | 1.7% | 0% | 100% | 0%
|  |  |  | Other Systems | [5 empty] | 0% | 0% | 0% | 0% | 0% | 0% | 0% | 0% | 0% | 0% | 0% | 0% | 0% | 0% | 0% | 0% | 0% | 0% | 0% | 0%
DHW Systems
Occurances or Fractions of Produced Heat
|  |  | 1 | DH |  | TS |  |  | C | 0% | 0% | 0% | 0% | 0% | 0% | 0% | 0% | 0% | 0% | 0% | 0% | 16.9% | 0% | 0% | 0% | 13.1% | 0% | 0% | 0%
|  |  | 2 | El |  | E_Immersion |  |  | D | 67.3% | 0% | 0% | 0% | 0% | 0% | 81.6% | 0% | 0% | 0% | 0% | 0% | 34.4% | 0% | 21.3% | 0% | 0% | 0% | 89.5% | 0%
|  |  | 3 | Gas |  | B_C |  |  | D | 0% | 0% | 0% | 0% | 0% | 0% | 0% | 0% | 17.9% | 0% | 0% | 0% | 0% | 0% | 0% | 0% | 0% | 0% | 0% | 0%
|  |  | 4 | Gas |  | B_C |  |  | C | 0% | 0% | 0% | 0% | 0% | 0% | 0% | 0% | 28% | 0% | 59.9% | 0% | 0% | 0% | 0% | 0% | 11.8% | 0% | 0% | 0%
|  |  | 5 | Gas |  | B_C |  |  | C | 0% | 0% | 0% | 0% | 0% | 0% | 0% | 0% | 20.6% | 0% | 0% | 0% | 0% | 0% | 0% | 0% | 0% | 0% | 0% | 0%
|  |  | 6 | Gas |  | B_NC_CT |  |  | D | 0% | 0% | 0% | 0% | 12.9% | 0% | 0% | 0% | 0% | 0% | 0% | 0% | 0% | 0% | 0% | 0% | 0% | 0% | 0% | 0%
|  |  | 7 | Gas |  | B_NC_CT |  |  | C | 0% | 0% | 0% | 0% | 28.9% | 0% | 4.2% | 0% | 0% | 0% | 0% | 0% | 0% | 0% | 78.7% | 0% | 17.1% | 0% | 0% | 0%
|  |  | 8 | Gas |  | B_NC_CT |  |  | C | 15.9% | 0% | 0% | 0% | 0% | 0% | 0% | 0% | 0% | 0% | 0% | 0% | 0% | 0% | 0% | 0% | 0% | 0% | 0% | 0%
|  |  | 9 | Gas |  | B_NC_LT |  |  | D | 0% | 0% | 38.9% | 0% | 0% | 0% | 0% | 0% | 0% | 0% | 0% | 0% | 0% | 0% | 0% | 0% | 0% | 0% | 0% | 0%
|  |  | 10 | Gas |  | B_NC_LT |  |  | C | 0% | 0% | 8.8% | 0% | 0% | 0% | 0% | 0% | 0% | 0% | 0% | 0% | 0% | 0% | 0% | 0% | 0% | 0% | 0% | 0%
|  |  | 11 | Gas |  | B_NC_LT |  |  | C | 0% | 0% | 0% | 0% | 0% | 0% | 0% | 0% | 0% | 0% | 40.1% | 0% | 10.8% | 0% | 0% | 0% | 0% | 0% | 0% | 0%
|  |  | 12 | Gas |  | G_IWH |  |  | D | 0% | 0% | 0% | 0% | 0% | 0% | 0% | 0% | 0% | 0% | 0% | 0% | 0% | 0% | 0% | 0% | 49.3% | 0% | 0% | 0%
|  |  | 13 | Gas |  | G_IWH_C |  |  | D | 0% | 0% | 0% | 0% | 0% | 0% | 0% | 0% | 0% | 0% | 0% | 0% | 0% | 0% | 0% | 0% | 7% | 0% | 0% | 0%
|  |  | 14 | Gas |  | G_IWH_NC |  |  | D | 16.8% | 0% | 0% | 0% | 58.2% | 0% | 14.2% | 0% | 0% | 0% | 0% | 0% | 33.5% | 0% | 0% | 0% | 1.7% | 0% | 10.5% | 0%
|  |  | 15 | Gas |  | G_IWH_NC |  |  | D | 0% | 0% | 52.3% | 0% | 0% | 0% | 0% | 0% | 12.8% | 0% | 0% | 0% | 0% | 0% | 0% | 0% | 0% | 0% | 0% | 0%
|  |  | 16 | Gas |  | Solar |  |  | C | 0% | 0% | 0% | 0% | 0% | 0% | 0% | 0% | 20.6% | 0% | 0% | 0% | 4.5% | 0% | 0% | 0% | 0% | 0% | 0% | 0%
|  |  | 17 | DH |  | TS |  |  | C | 0% | 0% | 0% | 0% | 0% | 0% | 0% | 0% | 0% | 0% | 0% | 0% | 0% | 0% | 0% | 0% | 0% | 0% | 0% | 0%
|  |  | 18 | El |  | HP_ExhAir |  |  | D | 0% | 0% | 0% | 0% | 0% | 0% | 0% | 0% | 0% | 0% | 0% | 0% | 0% | 0% | 0% | 0% | 0% | 0% | 0% | 0%
|  |  | 19 | Gas |  | B_C |  |  | D | 0% | 0% | 0% | 0% | 0% | 0% | 0% | 0% | 0% | 0% | 0% | 0% | 0% | 0% | 0% | 0% | 0% | 0% | 0% | 0%
|  |  | 20 | Gas |  | B_C |  |  | C | 0% | 0% | 0% | 0% | 0% | 0% | 0% | 0% | 0% | 0% | 0% | 0% | 0% | 0% | 0% | 0% | 0% | 0% | 0% | 0%
|  |  |  | Sum | [5 empty] | 100% | 0% | 100% | 0% | 100% | 0% | 100% | 0% | 99.9% | 0% | 100% | 0% | 100.1% | 0% | 100% | 0% | 100% | 0% | 100% | 0%
[5 empty] | thereof |  | central |  |  | 15.9% | 0% | 8.8% | 0% | 28.9% | 0% | 4.2% | 0% | 69.2% | 0% | 100% | 0% | 32.2% | 0% | 78.7% | 0% | 42% | 0% | 0% | 0%
[7 empty] | decentral |  |  | 84.1% | 0% | 91.2% | 0% | 71.1% | 0% | 95.8% | 0% | 30.7% | 0% | 0% | 0% | 67.9% | 0% | 21.3% | 0% | 58% | 0% | 100% | 0%
|  |  |  | Other Systems | [5 empty] | 0% | 0% | 0% | 0% | 0% | 0% | 0% | 0% | 0.1% | 0% | 0% | 0% | -0.1% | 0% | 0% | 0% | 0% | 0% | 0% | 0%
|  | Energy Balance | [16 empty] | All energy quantities in | MWh/a |  |  |  | Heating + DHW
[8 empty] | fuels related to |  |  | gross | 0% | calorific value
[28 empty] | Total |  | per m²
|  |  | Net heat need |  |  |  |  | 0 |  | 0 |  | 0 |  | 0 |  | 0 |  | 0 |  | 0 |  | 0 |  | 0 |  | 0 |  | 0 |  | 0
|  |  | Produced heat |  |  |  |  | 0 |  | 0 |  | 0 |  | 0 |  | 0 |  | 0 |  | 0 |  | 0 |  | 0 |  | 0 |  | 0 |  | 0
|  |  | Gas |  |  |  | 1 | 0 |  | 0 |  | 0 |  | 0 |  | 0 |  | 0 |  | 0 |  | 0 |  | 0 |  | 0 |  | 0 |  | 0
|  |  | Oil |  |  |  | 1 | 0 |  | 0 |  | 0 |  | 0 |  | 0 |  | 0 |  | 0 |  | 0 |  | 0 |  | 0 |  | 0 |  | 0
|  |  | Coal |  |  |  | 1 | 0 |  | 0 |  | 0 |  | 0 |  | 0 |  | 0 |  | 0 |  | 0 |  | 0 |  | 0 |  | 0 |  | 0
|  |  | Bio |  |  |  | 1 | 0 |  | 0 |  | 0 |  | 0 |  | 0 |  | 0 |  | 0 |  | 0 |  | 0 |  | 0 |  | 0 |  | 0
|  |  | DH |  |  |  |  | 0 |  | 0 |  | 0 |  | 0 |  | 0 |  | 0 |  | 0 |  | 0 |  | 0 |  | 0 |  | 0 |  | 0
|  |  | El |  |  |  |  | 0 |  | 0 |  | 0 |  | 0 |  | 0 |  | 0 |  | 0 |  | 0 |  | 0 |  | 0 |  | 0 |  | 0
|  |  | Other / not specified |  |  |  |  | 0 |  | 0 |  | 0 |  | 0 |  | 0 |  | 0 |  | 0 |  | 0 |  | 0 |  | 0 |  | 0 |  | 0
|  |  | Sum final energy |  |  |  |  | 0 |  | 0 |  | 0 |  | 0 |  | 0 |  | 0 |  | 0 |  | 0 |  | 0 |  | 0 |  | 0 |  | 0
|  |  | per m² |  |  |  |  | 0 |  | 0 |  | 0 |  | 0 |  | 0 |  | 0 |  | 0 |  | 0 |  | 0 |  | 0
|  |  | CHP electr. production |  |  |  |  | 0 |  | 0 |  | 0 |  | 0 |  | 0 |  | 0 |  | 0 |  | 0 |  | 0 |  | 0 |  | 0 |  | 0
| Version: |  | 2016-01-21
| TABULA Average Buildings | [29 empty] | EPISCOPE Monitoring Indicators
[5 empty] | Building Stock |  |  |  | GB | National |  |  | English Housing | [15 empty] | Year | 2012
[5 empty] | Details |  |  |  | Main English building type and age merged into smaller type and age band to give 9 average building types, bre model | English Housing | English Housing | English Housing | English Housing | English Housing | English Housing | English Housing | English Housing | English Housing | English Housing | English Housing | English Housing | English Housing | English Housing | English Housing | English Housing | English Housing | English Housing | English Housing | English Housing | English Housing | English Housing
Annotations to this sheet
[10 empty] | 1 |  | 2 |  | 3 |  | 4 |  | 5 |  | 6 |  | 7 |  | 8 |  | 9 |  | 10
|  |  | Building type / label | [6 empty] | TH.01 |  | TH.02-03 |  | TH.04-08 |  | SFH.01 |  | SFH.02-03 |  | SFH.04-08 |  | AB.01 |  | AB.02-03 |  | AB.04-08
Building size category
Construction time band
|  | General Data | [5 empty] | Total
|  |  | Number of buildings |  |  |  |  | 17428.4387 | 0 | 2770.7487 | 0 | 5600.985 | 0 | 4019.5756 | 0 | 522.2579 | 0 | 1305.3536 | 0 | 2861.944 | 0 | 135.0033 | 0 | 75.5542 | 0 | 137.0164 | 0 | 0 | 0 | 10^3
|  |  | Number of dwellings |  |  |  |  | 22720 | 0 | 2970 | 0 | 5800 | 0 | 4270 | 0 | 570 | 0 | 1430 | 0 | 3070 | 0 | 930 | 0 | 1120 | 0 | 2560 | 0 | 0 | 0 | 10^3
|  |  | Floor area national | [6 empty] | 305 | 0 | 511 | 0 | 344 | 0 | 113 | 0 | 195 | 0 | 413 | 0 | 67 | 0 | 67 | 0 | 148 | 0 | 0 | 0 | 10^6 m²
|  |  | Floor area TABULA |  |  |  |  | 2163 | 0 | 305 | 0 | 511 | 0 | 344 | 0 | 113 | 0 | 195 | 0 | 413 | 0 | 67 | 0 | 67 | 0 | 148 | 0 | 0 | 0 | 10^6 m²
Building Insulation
Original state / not refurbished fraction of the envelope area
U-values of the original state
|  |  |  | Roof | [5 empty] | 0.88434 |  | 0.64199 |  | 0.5191 |  | 0.88434 |  | 0.64199 |  | 0.5191 |  | 0.3243 |  | 0.3243 |  | 0.18658 |  | 0 |  | W/(m²K)
|  |  |  | Wall | [5 empty] | 1.9319 |  | 1.7655 |  | 0.9274 |  | 1.9319 |  | 1.7655 |  | 0.9274 |  | 1.9319 |  | 1.7655 |  | 0.9274 |  | 0 |  | W/(m²K)
|  |  |  | Window | [5 empty] | 4.0588 |  | 3.5878 |  | 3.7433 |  | 4.1285 |  | 3.62 |  | 3.8888 |  | 4.2229 |  | 3.7133 |  | 4.2497 |  | 0 |  | W/(m²K)
|  |  |  | Floor | [5 empty] | 0.59 |  | 0.59 |  | 0.59 |  | 0.72 |  | 0.72 |  | 0.72 |  | 0.45 |  | 0.45 |  | 0.45 |  | 0 |  | W/(m²K)
Refubishments (averages)
Refurbished fraction of envelope areas
|  |  |  | Roof | [5 empty] | 42% |  | 55% |  | 56% |  | 52% |  | 56% |  | 60% |  | 7% |  | 13% |  | 19% |  | 0%
|  |  |  | Wall | [5 empty] | 11% |  | 52% |  | 54% |  | 17% |  | 55% |  | 57% |  | 7% |  | 40% |  | 46% |  | 0%
|  |  |  | Window | [5 empty] | 62.11% |  | 76.22% |  | 74.42% |  | 56.62% |  | 75.32% |  | 80.83% |  | 48.14% |  | 85.67% |  | 90.89% |  | 0%
|  |  |  | Floor | [5 empty] | 0% |  | 0% |  | 0% |  | 0% |  | 0% |  | 0% |  | 0% |  | 0% |  | 0% |  | 0%
|  |  |  | Total (indicative) | [5 empty] | 22.54% |  | 42.82% |  | 42.85% |  | 26.28% |  | 43.23% |  | 45.96% |  | 10.78% |  | 41.49% |  | 47.57% |  | 0%
U-values of the refurbished fraction (averages)
|  |  |  | Roof | [5 empty] | 0.16424 |  | 0.15348 |  | 0.14526 |  | 0.16424 |  | 0.15348 |  | 0.14526 |  | 0.12435 |  | 0.12435 |  | 0.096922 |  | 0 |  | W/(m²K)
|  |  |  | Wall | [5 empty] | 0.73796 |  | 0.4689 |  | 0.3138 |  | 0.73796 |  | 0.4689 |  | 0.3138 |  | 0.73796 |  | 0.4689 |  | 0.3138 |  | 0 |  | W/(m²K)
|  |  |  | Window | [5 empty] | 2.5844 |  | 2.5844 |  | 2.5844 |  | 2.5844 |  | 2.5844 |  | 2.5844 |  | 2.5844 |  | 2.5844 |  | 2.5844 |  | 0 |  | W/(m²K)
|  |  |  | Floor | [5 empty] | 0 |  | 0 |  | 0 |  | 0 |  | 0 |  | 0 |  | 0 |  | 0 |  | 0 |  | 0 |  | W/(m²K)
Main Heat Supply Systems
Ventilation Systems with Heat Recovery
|  |  |  | Occurances | [5 empty] | 0% | 0% | 0% | 0% | 0% | 0% | 0% | 0% | 0% | 0% | 0% | 0% | 0% | 0% | 0% | 0% | 0% | 0% | 0% | 0%
Heating Systems
Occurances or Fractions of Produced Heat
|  |  | 1 | Gas |  | B_C |  |  | C | 90% | 0% | 100% | 0% | 90% | 0% | 50% | 0% | 90% | 0% | 90% | 0% | 80% | 0% | 85% | 0% | 60% | 0% |  | 0%
|  |  | 2 | El |  | E_Storage |  |  | D | 10% | 0% | 0% | 0% | 10% | 0% | 10% | 0% | 0% | 0% | 0% | 0% | 20% | 0% | 15% | 0% | 40% | 0% |  | 0%
|  |  | 3 | Oil |  | B_C |  |  | C | 0% | 0% | 0% | 0% | 0% | 0% | 40% | 0% | 10% | 0% | 10% | 0% | 0% | 0% | 0% | 0% | 0% | 0% |  | 0%
|  |  | 4 | [7 empty] | 0% |  | 0% |  | 0% |  | 0% |  | 0% |  | 0% |  | 0% |  | 0% |  | 0% |  | 0%
|  |  | 5 | [7 empty] | 0% |  | 0% |  | 0% |  | 0% |  | 0% |  | 0% |  | 0% |  | 0% |  | 0% |  | 0%
|  |  | 6 | [7 empty] | 0% |  | 0% |  | 0% |  | 0% |  | 0% |  | 0% |  | 0% |  | 0% |  | 0% |  | 0%
|  |  | 7 | [7 empty] | 0% |  | 0% |  | 0% |  | 0% |  | 0% |  | 0% |  | 0% |  | 0% |  | 0% |  | 0%
|  |  | 8 | [7 empty] | 0% |  | 0% |  | 0% |  | 0% |  | 0% |  | 0% |  | 0% |  | 0% |  | 0% |  | 0%
|  |  | 9 | [7 empty] | 0% |  | 0% |  | 0% |  | 0% |  | 0% |  | 0% |  | 0% |  | 0% |  | 0% |  | 0%
|  |  | 10 | [7 empty] | 0% |  | 0% |  | 0% |  | 0% |  | 0% |  | 0% |  | 0% |  | 0% |  | 0% |  | 0%
|  |  | 11 | [7 empty] | 0% |  | 0% |  | 0% |  | 0% |  | 0% |  | 0% |  | 0% |  | 0% |  | 0% |  | 0%
|  |  | 12 | [7 empty] | 0% |  | 0% |  | 0% |  | 0% |  | 0% |  | 0% |  | 0% |  | 0% |  | 0% |  | 0%
|  |  | 13 | [7 empty] | 0% |  | 0% |  | 0% |  | 0% |  | 0% |  | 0% |  | 0% |  | 0% |  | 0% |  | 0%
|  |  | 14 | [7 empty] | 0% |  | 0% |  | 0% |  | 0% |  | 0% |  | 0% |  | 0% |  | 0% |  | 0% |  | 0%
|  |  | 15 | [7 empty] | 0% |  | 0% |  | 0% |  | 0% |  | 0% |  | 0% |  | 0% |  | 0% |  | 0% |  | 0%
|  |  | 16 | [7 empty] | 0% |  | 0% |  | 0% |  | 0% |  | 0% |  | 0% |  | 0% |  | 0% |  | 0% |  | 0%
|  |  | 17 | [7 empty] | 0% |  | 0% |  | 0% |  | 0% |  | 0% |  | 0% |  | 0% |  | 0% |  | 0% |  | 0%
|  |  | 18 | [7 empty] | 0% |  | 0% |  | 0% |  | 0% |  | 0% |  | 0% |  | 0% |  | 0% |  | 0% |  | 0%
|  |  | 19 | [7 empty] | 0% |  | 0% |  | 0% |  | 0% |  | 0% |  | 0% |  | 0% |  | 0% |  | 0% |  | 0%
|  |  | 20 | [7 empty] | 0% |  | 0% |  | 0% |  | 0% |  | 0% |  | 0% |  | 0% |  | 0% |  | 0% |  | 0%
|  |  |  | Sum | [5 empty] | 100% | 0% | 100% | 0% | 100% | 0% | 100% | 0% | 100% | 0% | 100% | 0% | 100% | 0% | 100% | 0% | 100% | 0% |  | 0%
[5 empty] | thereof |  | central |  |  | 90% | 0% | 100% | 0% | 90% | 0% | 90% | 0% | 100% | 0% | 100% | 0% | 80% | 0% | 85% | 0% | 60% | 0% | 0% | 0%
[7 empty] | decentral |  |  | 10% | 0% | 0% | 0% | 10% | 0% | 10% | 0% | 0% | 0% | 0% | 0% | 20% | 0% | 15% | 0% | 40% | 0% | 0% | 0%
|  |  |  | Other Systems | [5 empty] | 0% | 0% | 0% | 0% | 0% | 0% | 0% | 0% | 0% | 0% | 0% | 0% | 0% | 0% | 0% | 0% | 0% | 0% |  | 0%
DHW Systems
Occurances or Fractions of Produced Heat
|  |  | 1 | Gas |  | B_C |  |  | C | 90% | 0% | 95% | 0% | 90% | 0% | 50% | 0% | 80% | 0% | 80% | 0% | 80% | 0% | 90% | 0% | 60% | 0% |  | 0%
|  |  | 2 | El |  | E_Immersion |  |  | C | 10% | 0% | 4% | 0% | 10% | 0% | 10% | 0% | 10% | 0% | 0% | 0% | 20% | 0% | 10% | 0% | 40% | 0% |  | 0%
|  |  | 3 | Oil |  | B_C |  |  | C | 0% | 0% | 1% | 0% | 0% | 0% | 40% | 0% | 10% | 0% | 10% | 0% | 0% | 0% | 0% | 0% | 0% | 0% |  | 0%
|  |  | 4 | [7 empty] | 0% |  | 0% |  | 0% |  | 0% |  | 0% |  | 0% |  | 0% |  | 0% |  | 0% |  | 0%
|  |  | 5 | [7 empty] | 0% |  | 0% |  | 0% |  | 0% |  | 0% |  | 0% |  | 0% |  | 0% |  | 0% |  | 0%
|  |  | 6 | [7 empty] | 0% |  | 0% |  | 0% |  | 0% |  | 0% |  | 0% |  | 0% |  | 0% |  | 0% |  | 0%
|  |  | 7 | [7 empty] | 0% |  | 0% |  | 0% |  | 0% |  | 0% |  | 0% |  | 0% |  | 0% |  | 0% |  | 0%
|  |  | 8 | [7 empty] | 0% |  | 0% |  | 0% |  | 0% |  | 0% |  | 0% |  | 0% |  | 0% |  | 0% |  | 0%
|  |  | 9 | [7 empty] | 0% |  | 0% |  | 0% |  | 0% |  | 0% |  | 0% |  | 0% |  | 0% |  | 0% |  | 0%
|  |  | 10 | [7 empty] | 0% |  | 0% |  | 0% |  | 0% |  | 0% |  | 0% |  | 0% |  | 0% |  | 0% |  | 0%
|  |  | 11 | [7 empty] | 0% |  | 0% |  | 0% |  | 0% |  | 0% |  | 0% |  | 0% |  | 0% |  | 0% |  | 0%
|  |  | 12 | [7 empty] | 0% |  | 0% |  | 0% |  | 0% |  | 0% |  | 0% |  | 0% |  | 0% |  | 0% |  | 0%
|  |  | 13 | [7 empty] | 0% |  | 0% |  | 0% |  | 0% |  | 0% |  | 0% |  | 0% |  | 0% |  | 0% |  | 0%
|  |  | 14 | [7 empty] | 0% |  | 0% |  | 0% |  | 0% |  | 0% |  | 0% |  | 0% |  | 0% |  | 0% |  | 0%
|  |  | 15 | [7 empty] | 0% |  | 0% |  | 0% |  | 0% |  | 0% |  | 0% |  | 0% |  | 0% |  | 0% |  | 0%
|  |  | 16 | [7 empty] | 0% |  | 0% |  | 0% |  | 0% |  | 0% |  | 0% |  | 0% |  | 0% |  | 0% |  | 0%
|  |  | 17 | [7 empty] | 0% |  | 0% |  | 0% |  | 0% |  | 0% |  | 0% |  | 0% |  | 0% |  | 0% |  | 0%
|  |  | 18 | [7 empty] | 0% |  | 0% |  | 0% |  | 0% |  | 0% |  | 0% |  | 0% |  | 0% |  | 0% |  | 0%
|  |  | 19 | [7 empty] | 0% |  | 0% |  | 0% |  | 0% |  | 0% |  | 0% |  | 0% |  | 0% |  | 0% |  | 0%
|  |  | 20 | [7 empty] | 0% |  | 0% |  | 0% |  | 0% |  | 0% |  | 0% |  | 0% |  | 0% |  | 0% |  | 0%
|  |  |  | Sum | [5 empty] | 100% | 0% | 100% | 0% | 100% | 0% | 100% | 0% | 100% | 0% | 90% | 0% | 100% | 0% | 100% | 0% | 100% | 0% |  | 0%
[5 empty] | thereof |  | central |  |  | 100% | 0% | 100% | 0% | 100% | 0% | 100% | 0% | 100% | 0% | 90% | 0% | 100% | 0% | 100% | 0% | 100% | 0% | 0% | 0%
[7 empty] | decentral |  |  | 0% | 0% | 0% | 0% | 0% | 0% | 0% | 0% | 0% | 0% | 0% | 0% | 0% | 0% | 0% | 0% | 0% | 0% | 0% | 0%
|  |  |  | Other Systems | [5 empty] | 0% | 0% | 0% | 0% | 0% | 0% | 0% | 0% | 0% | 0% | 10% | 0% | 0% | 0% | 0% | 0% | 0% | 0% |  | 0%
|  | Energy Balance | [16 empty] | All energy quantities in | GWh/a |  |  |  | Heating + DHW
bre model of English housing
[8 empty] | fuels related to |  |  | gross | 0% | calorific value
[28 empty] | Total |  | per m²
|  |  | Net heat need |  |  |  |  | 59100 |  | 86200 |  | 47100 |  | 22700 |  | 33100 |  | 53500 |  | 13100 |  | 10900 |  | 16900 |  | 0 |  | 342600 |  | 158.3911
|  |  | Produced heat |  |  |  |  | 80700 |  | 116600 |  | 61700 |  | 31700 |  | 45900 |  | 72900 |  | 16000 |  | 13300 |  | 19000 |  | 0 |  | 457800 |  | 211.6505
|  |  | Gas |  |  |  | 1 | 71100 |  | 111000 |  | 57500 |  | 15800 |  | 39200 |  | 63400 |  | 12200 |  | 11100 |  | 12400 |  | 0 |  | 393700 |  | 182.0157
|  |  | Oil |  |  |  | 1 | 4100 |  | 1500 |  | 500 |  | 12200 |  | 3800 |  | 7400 |  | 100 |  | 36 |  | 50 |  | 0 |  | 29686 |  | 13.7245
|  |  | Coal |  |  |  | 1 | 0 |  | 0 |  | 0 |  | 0 |  | 0 |  | 0 |  | 0 |  | 0 |  | 0 |  | 0 |  | 0 |  | 0
|  |  | Bio |  |  |  | 1 | 0 |  | 0 |  | 0 |  | 0 |  | 0 |  | 0 |  | 0 |  | 0 |  | 0 |  | 0 |  | 0 |  | 0
|  |  | DH |  |  |  |  | 0 |  | 0 |  | 0 |  | 0 |  | 0 |  | 0 |  | 0 |  | 0 |  | 0 |  | 0 |  | 0 |  | 0
|  |  | El |  |  |  |  | 3300 |  | 2200 |  | 3300 |  | 1500 |  | 1400 |  | 1200 |  | 3000 |  | 1400 |  | 5400 |  | 0 |  | 22700 |  | 10.4947
|  |  | Other / not specified |  |  |  |  | 0 |  | 0 |  | 0 |  | 0 |  | 0 |  | 0 |  | 0 |  | 0 |  | 0 |  | 0 |  | 0 |  | 0
|  |  | Sum final energy |  |  |  |  | 78500 |  | 114700 |  | 61300 |  | 29500 |  | 44400 |  | 72000 |  | 15300 |  | 12536 |  | 17850 |  | 0 |  | 446086 |  | 206.2349
|  |  | per m² |  |  |  |  | 257.377 |  | 224.4618 |  | 178.1977 |  | 261.0619 |  | 227.6923 |  | 174.3341 |  | 228.3582 |  | 187.1045 |  | 120.6081
|  |  | CHP electr. production |  |  |  |  | 0 |  | 0 |  | 0 |  | 0 |  | 0 |  | 0 |  | 0 |  | 0 |  | 0 |  | 0 |  | 0 |  | 0
| Version: |  | 2016-01-21
| TABULA Average Buildings | [29 empty] | EPISCOPE Monitoring Indicators
[5 empty] | Building Stock |  |  |  | GR | National |  |  | Greek residential building stock | [15 empty] | Year | 2015
[5 empty] | Details |  |  |  | NOA model of the Greek residential building stock | Greek residential building stock | Greek residential building stock | Greek residential building stock | Greek residential building stock | Greek residential building stock | Greek residential building stock | Greek residential building stock | Greek residential building stock | Greek residential building stock | Greek residential building stock | Greek residential building stock | Greek residential building stock | Greek residential building stock | Greek residential building stock | Greek residential building stock | Greek residential building stock | Greek residential building stock | Greek residential building stock | Greek residential building stock | Greek residential building stock | Greek residential building stock | Greek residential building stock
Annotations to this sheet
[10 empty] | 1 |  | 2 |  | 3 |  | 4 |  | 5 |  | 6 |  | 7 |  | 8 |  | 9 |  | 10
|  |  | Building type / label | [6 empty] | SFH.01.Gen |  | SFH.02-03.Gen |  | SFH.04.Gen |  | MFH.01.Gen |  | MFH.02-03.Gen |  | MFH.04.Gen
Building size category
Construction time band
|  | General Data | [5 empty] | Total
|  |  | Number of buildings |  |  |  |  | 1151320.6525 | 0 | 546950.2132 | 0 | 461105.8177 | 0 | 255.7262 | 0 | 38469.1331 | 0 | 104400.1899 | 0 | 139.5724 | 0 | 0 | 0 | 0 | 0 | 0 | 0 | 0 | 0 | 10^0
|  |  | Number of dwellings |  |  |  |  | 5079.656 | 0 | 1572.664 | 0 | 922.003 | 0 | 0 | 0 | 1147.799 | 0 | 1437.19 | 0 | 0 | 0 | 0 | 0 | 0 | 0 | 0 | 0 | 0 | 0 | 10^3
|  |  | Floor area national | [6 empty] | 133.6765 | 0 | 123.3516 | 0 | 0.072289 | 0 | 74.6069 | 0 | 154.4263 | 0 | 0.1653 | 0 | 0 | 0 | 0 | 0 | 0 | 0 | 0 | 0 | 10^6 m²
|  |  | Floor area TABULA |  |  |  |  | 308.8264 | 0 | 79.5375 | 0 | 73.3942 | 0 | 0.043011 | 0 | 50.7327 | 0 | 105.0099 | 0 | 0.1091 | 0 | 0 | 0 | 0 | 0 | 0 | 0 | 0 | 0 | 10^6 m²
Building Insulation
Original state / not refurbished fraction of the envelope area
U-values of the original state
|  |  |  | Roof | [5 empty] | 2.81 |  | 0.99 |  | 0.45 |  | 2.86 |  | 0.99 |  | 0.49 |  | 0 |  | 0 |  | 0 |  | 0 |  | W/(m²K)
|  |  |  | Wall | [5 empty] | 2.11 |  | 0.97 |  | 0.51 |  | 2.06 |  | 0.93 |  | 0.55 |  | 0 |  | 0 |  | 0 |  | 0 |  | W/(m²K)
|  |  |  | Window | [5 empty] | 4.74 |  | 3.95 |  | 2.99 |  | 5 |  | 4.13 |  | 2.98 |  | 0 |  | 0 |  | 0 |  | 0 |  | W/(m²K)
|  |  |  | Floor | [5 empty] | 2.99 |  | 2.26 |  | 0.87 |  | 3.05 |  | 1.75 |  | 0.59 |  | 0 |  | 0 |  | 0 |  | 0 |  | W/(m²K)
Refubishments (averages)
Refurbished fraction of envelope areas
|  |  |  | Roof | [5 empty] | 0% |  | 0% |  | 0% |  | 0% |  | 0% |  | 0% |  | 0% |  | 0% |  | 0% |  | 0%
|  |  |  | Wall | [5 empty] | 0% |  | 0% |  | 0% |  | 0% |  | 0% |  | 0% |  | 0% |  | 0% |  | 0% |  | 0%
|  |  |  | Window | [5 empty] | 0% |  | 0% |  | 0% |  | 0% |  | 0% |  | 0% |  | 0% |  | 0% |  | 0% |  | 0%
|  |  |  | Floor | [5 empty] | 0% |  | 0% |  | 0% |  | 0% |  | 0% |  | 0% |  | 0% |  | 0% |  | 0% |  | 0%
|  |  |  | Total (indicative) | [5 empty] | 0% |  | 0% |  | 0% |  | 0% |  | 0% |  | 0% |  | 0% |  | 0% |  | 0% |  | 0%
U-values of the refurbished fraction (averages)
|  |  |  | Roof | [5 empty] | 0 |  | 0 |  | 0 |  | 0 |  | 0 |  | 0 |  | 0 |  | 0 |  | 0 |  | 0 |  | W/(m²K)
|  |  |  | Wall | [5 empty] | 0 |  | 0 |  | 0 |  | 0 |  | 0 |  | 0 |  | 0 |  | 0 |  | 0 |  | 0 |  | W/(m²K)
|  |  |  | Window | [5 empty] | 0 |  | 0 |  | 0 |  | 0 |  | 0 |  | 0 |  | 0 |  | 0 |  | 0 |  | 0 |  | W/(m²K)
|  |  |  | Floor | [5 empty] | 0 |  | 0 |  | 0 |  | 0 |  | 0 |  | 0 |  | 0 |  | 0 |  | 0 |  | 0 |  | W/(m²K)
Main Heat Supply Systems
Ventilation Systems with Heat Recovery
|  |  |  | Occurances | [5 empty] | 0% | 0% | 0% | 0% | 0% | 0% | 0% | 0% | 0% | 0% | 0% | 0% | 0% | 0% | 0% | 0% | 0% | 0% | 0% | 0%
Heating Systems
Occurances or Fractions of Produced Heat
|  |  | 1 | Oil |  | B |  |  | C | 48.6% | 0% | 70% | 0% | 38.2% | 0% | 63.51% | 0% | 72.94% | 0% | 35.6% | 0% |  | 0% |  | 0% |  | 0% |  | 0%
|  |  | 2 | Gas |  | B |  |  | C | 1.9% | 0% | 0.6% | 0% | 23.5% | 0% | 15.57% | 0% | 11.44% | 0% | 28.9% | 0% |  | 0% |  | 0% |  | 0% |  | 0%
|  |  | 3 | El |  | HP |  |  | D | 4.8% | 0% | 4.5% | 0% | 38.3% | 0% | 7.423% | 0% | 4.045% | 0% | 35.5% | 0% |  | 0% |  | 0% |  | 0% |  | 0%
|  |  | 4 | DH |  | TS |  |  | C | 0.6% | 0% | 0% | 0% | 0% | 0% | 0.8247% | 0% | 1.395% | 0% | 0% | 0% |  | 0% |  | 0% |  | 0% |  | 0%
|  |  | 5 | El |  | E |  |  | D | 7.8% | 0% | 3.4% | 0% | 0% | 0% | 8.557% | 0% | 5.718% | 0% | 0% | 0% |  | 0% |  | 0% |  | 0% |  | 0%
|  |  | 6 | Oil |  | Stove |  |  | D | 12.9% | 0% | 5.1% | 0% | 0% | 0% | 1.753% | 0% | 0.6974% | 0% | 0% | 0% |  | 0% |  | 0% |  | 0% |  | 0%
|  |  | 7 | Bio_FW |  | OpenFire |  |  | D | 23.4% | 0% | 16.4% | 0% | 0% | 0% | 2.371% | 0% | 3.766% | 0% | 0% | 0% |  | 0% |  | 0% |  | 0% |  | 0%
|  |  | 8 | [7 empty] | 0% |  | 0% |  | 0% |  | 0% |  | 0% |  | 0% |  | 0% |  | 0% |  | 0% |  | 0%
|  |  | 9 | [7 empty] | 0% |  | 0% |  | 0% |  | 0% |  | 0% |  | 0% |  | 0% |  | 0% |  | 0% |  | 0%
|  |  | 10 | [7 empty] | 0% |  | 0% |  | 0% |  | 0% |  | 0% |  | 0% |  | 0% |  | 0% |  | 0% |  | 0%
|  |  | 11 | [7 empty] | 0% |  | 0% |  | 0% |  | 0% |  | 0% |  | 0% |  | 0% |  | 0% |  | 0% |  | 0%
|  |  | 12 | [7 empty] | 0% |  | 0% |  | 0% |  | 0% |  | 0% |  | 0% |  | 0% |  | 0% |  | 0% |  | 0%
|  |  | 13 | [7 empty] | 0% |  | 0% |  | 0% |  | 0% |  | 0% |  | 0% |  | 0% |  | 0% |  | 0% |  | 0%
|  |  | 14 | [7 empty] | 0% |  | 0% |  | 0% |  | 0% |  | 0% |  | 0% |  | 0% |  | 0% |  | 0% |  | 0%
|  |  | 15 | [7 empty] | 0% |  | 0% |  | 0% |  | 0% |  | 0% |  | 0% |  | 0% |  | 0% |  | 0% |  | 0%
|  |  | 16 | [7 empty] | 0% |  | 0% |  | 0% |  | 0% |  | 0% |  | 0% |  | 0% |  | 0% |  | 0% |  | 0%
|  |  | 17 | [7 empty] | 0% |  | 0% |  | 0% |  | 0% |  | 0% |  | 0% |  | 0% |  | 0% |  | 0% |  | 0%
|  |  | 18 | [7 empty] | 0% |  | 0% |  | 0% |  | 0% |  | 0% |  | 0% |  | 0% |  | 0% |  | 0% |  | 0%
|  |  | 19 | [7 empty] | 0% |  | 0% |  | 0% |  | 0% |  | 0% |  | 0% |  | 0% |  | 0% |  | 0% |  | 0%
|  |  | 20 | [7 empty] | 0% |  | 0% |  | 0% |  | 0% |  | 0% |  | 0% |  | 0% |  | 0% |  | 0% |  | 0%
|  |  |  | Sum | [5 empty] | 100% | 0% | 100% | 0% | 100% | 0% | 100% | 0% | 100% | 0% | 100% | 0% |  | 0% |  | 0% |  | 0% |  | 0%
[5 empty] | thereof |  | central |  |  | 51.1% | 0% | 70.6% | 0% | 61.7% | 0% | 79.9% | 0% | 85.77% | 0% | 64.5% | 0% | 0% | 0% | 0% | 0% | 0% | 0% | 0% | 0%
[7 empty] | decentral |  |  | 48.9% | 0% | 29.4% | 0% | 38.3% | 0% | 20.1% | 0% | 14.23% | 0% | 35.5% | 0% | 0% | 0% | 0% | 0% | 0% | 0% | 0% | 0%
|  |  |  | Other Systems | [5 empty] | 0% | 0% | 0% | 0% | 0% | 0% | 0% | 0% | 0% | 0% | 0% | 0% |  | 0% |  | 0% |  | 0% |  | 0%
DHW Systems
Occurances or Fractions of Produced Heat
|  |  | 1 | El |  | E |  |  | D | 69.01% | 0% | 56.84% | 0% | 19.98% | 0% | 80.42% | 0% | 64.9% | 0% | 19.98% | 0% |  | 0% |  | 0% |  | 0% |  | 0%
|  |  | 2 | Oil |  | B |  |  | C | 13.83% | 0% | 19.75% | 0% | 9.99% | 0% | 6.75% | 0% | 13.33% | 0% | 9.99% | 0% |  | 0% |  | 0% |  | 0% |  | 0%
|  |  | 3 | Gas |  | B |  |  | C | 0.92% | 0% | 0.13% | 0% | 9.99% | 0% | 3.14% | 0% | 3.13% | 0% | 9.99% | 0% |  | 0% |  | 0% |  | 0% |  | 0%
|  |  | 4 | - |  | Solar |  |  | D | 16.24% | 0% | 23.28% | 0% | 60% | 0% | 9.7% | 0% | 18.64% | 0% | 60% | 0% |  | 0% |  | 0% |  | 0% |  | 0%
|  |  | 5 | [7 empty] | 0% |  | 0% |  | 0% |  | 0% |  | 0% |  | 0% |  | 0% |  | 0% |  | 0% |  | 0%
|  |  | 6 | [7 empty] | 0% |  | 0% |  | 0% |  | 0% |  | 0% |  | 0% |  | 0% |  | 0% |  | 0% |  | 0%
|  |  | 7 | [7 empty] | 0% |  | 0% |  | 0% |  | 0% |  | 0% |  | 0% |  | 0% |  | 0% |  | 0% |  | 0%
|  |  | 8 | [7 empty] | 0% |  | 0% |  | 0% |  | 0% |  | 0% |  | 0% |  | 0% |  | 0% |  | 0% |  | 0%
|  |  | 9 | [7 empty] | 0% |  | 0% |  | 0% |  | 0% |  | 0% |  | 0% |  | 0% |  | 0% |  | 0% |  | 0%
|  |  | 10 | [7 empty] | 0% |  | 0% |  | 0% |  | 0% |  | 0% |  | 0% |  | 0% |  | 0% |  | 0% |  | 0%
|  |  | 11 | [7 empty] | 0% |  | 0% |  | 0% |  | 0% |  | 0% |  | 0% |  | 0% |  | 0% |  | 0% |  | 0%
|  |  | 12 | [7 empty] | 0% |  | 0% |  | 0% |  | 0% |  | 0% |  | 0% |  | 0% |  | 0% |  | 0% |  | 0%
|  |  | 13 | [7 empty] | 0% |  | 0% |  | 0% |  | 0% |  | 0% |  | 0% |  | 0% |  | 0% |  | 0% |  | 0%
|  |  | 14 | [7 empty] | 0% |  | 0% |  | 0% |  | 0% |  | 0% |  | 0% |  | 0% |  | 0% |  | 0% |  | 0%
|  |  | 15 | [7 empty] | 0% |  | 0% |  | 0% |  | 0% |  | 0% |  | 0% |  | 0% |  | 0% |  | 0% |  | 0%
|  |  | 16 | [7 empty] | 0% |  | 0% |  | 0% |  | 0% |  | 0% |  | 0% |  | 0% |  | 0% |  | 0% |  | 0%
|  |  | 17 | [7 empty] | 0% |  | 0% |  | 0% |  | 0% |  | 0% |  | 0% |  | 0% |  | 0% |  | 0% |  | 0%
|  |  | 18 | [7 empty] | 0% |  | 0% |  | 0% |  | 0% |  | 0% |  | 0% |  | 0% |  | 0% |  | 0% |  | 0%
|  |  | 19 | [7 empty] | 0% |  | 0% |  | 0% |  | 0% |  | 0% |  | 0% |  | 0% |  | 0% |  | 0% |  | 0%
|  |  | 20 | [7 empty] | 0% |  | 0% |  | 0% |  | 0% |  | 0% |  | 0% |  | 0% |  | 0% |  | 0% |  | 0%
|  |  |  | Sum | [5 empty] | 100% | 0% | 100% | 0% | 99.96% | 0% | 100% | 0% | 100% | 0% | 99.96% | 0% |  | 0% |  | 0% |  | 0% |  | 0%
[5 empty] | thereof |  | central |  |  | 14.75% | 0% | 19.88% | 0% | 19.98% | 0% | 9.89% | 0% | 16.46% | 0% | 19.98% | 0% | 0% | 0% | 0% | 0% | 0% | 0% | 0% | 0%
[7 empty] | decentral |  |  | 85.25% | 0% | 80.12% | 0% | 79.98% | 0% | 90.12% | 0% | 83.54% | 0% | 79.98% | 0% | 0% | 0% | 0% | 0% | 0% | 0% | 0% | 0%
|  |  |  | Other Systems | [5 empty] | 0% | 0% | 0% | 0% | 0.04% | 0% | -0.01% | 0% | 0% | 0% | 0.04% | 0% |  | 0% |  | 0% |  | 0% |  | 0%
|  | Energy Balance | [16 empty] | All energy quantities in | GWh/a |  |  |  | Heating + DHW
[8 empty] | fuels related to |  |  | gross | 0% | calorific value
[28 empty] | Total |  | per m²
|  |  | Net heat need |  |  |  |  | 15820.0088 |  | 8352.2614 |  | 2.6193 |  | 5758.1624 |  | 7875.7415 |  | 4.4403 |  | 0 |  | 0 |  | 0 |  | 0 |  | 37813.2337 |  | 122.4417
|  |  | Produced heat |  |  |  |  | 16045.2893 |  | 8109.3703 |  | 2.274 |  | 7107.0476 |  | 7952.8181 |  | 2.7076 |  | 0 |  | 0 |  | 0 |  | 0 |  | 39219.5068 |  | 126.9953
|  |  | Gas |  |  |  | 1 | 468.4918 |  | 60.5355 |  | 0.57529 |  | 1202.6694 |  | 943.223 |  | 0.84551 |  | 0 |  | 0 |  | 0 |  | 0 |  | 2676.3405 |  | 8.6662
|  |  | Oil |  |  |  | 1 | 15163.4426 |  | 7739.1996 |  | 0.84321 |  | 6064.5429 |  | 6392.9586 |  | 0.97436 |  | 0 |  | 0 |  | 0 |  | 0 |  | 35361.9612 |  | 114.5043
|  |  | Coal |  |  |  | 1 | 0 |  | 0 |  | 0 |  | 0 |  | 0 |  | 0 |  | 0 |  | 0 |  | 0 |  | 0 |  | 0 |  | 0
|  |  | Bio |  |  |  | 1 | 20809.8256 |  | 6972.8319 |  | 0 |  | 657.6476 |  | 1206.4713 |  | 0 |  | 0 |  | 0 |  | 0 |  | 0 |  | 29646.7764 |  | 95.9982
|  |  | DH |  |  |  |  | 1071.2747 |  | 416.1452 |  | 0.66551 |  | 518.9172 |  | 281.1687 |  | 0.53447 |  | 0 |  | 0 |  | 0 |  | 0 |  | 2288.7057 |  | 7.411
|  |  | El |  |  |  |  | 3475.1127 |  | 1352.4498 |  | 0.4031 |  | 1199.1505 |  | 1688.3959 |  | 0.58684 |  | 0 |  | 0 |  | 0 |  | 0 |  | 7716.0989 |  | 24.9852
|  |  | Other / not specified |  |  |  |  | 0 |  | 0 |  | 0 |  | 0 |  | 0 |  | 0 |  | 0 |  | 0 |  | 0 |  | 0 |  | 0 |  | 0
|  |  | Sum final energy |  |  |  |  | 40988.1474 |  | 16541.162 |  | 2.4871 |  | 9642.9275 |  | 10512.2176 |  | 2.9412 |  | 0 |  | 0 |  | 0 |  | 0 |  | 77689.8828 |  | 251.5649
|  |  | per m² |  |  |  |  | 515.3311 |  | 225.3742 |  | 57.8255 |  | 190.0732 |  | 100.1069 |  | 26.959
|  |  | CHP electr. production |  |  |  |  | 0 |  | 0 |  | 0 |  | 0 |  | 0 |  | 0 |  | 0 |  | 0 |  | 0 |  | 0 |  | 0 |  | 0
| Version: |  | 2016-01-21
| TABULA Average Buildings | [29 empty] | EPISCOPE Monitoring Indicators
[5 empty] | Building Stock |  |  |  | HU | Local |  |  | Local building stock of Budaörs, Hungary | [15 empty] | Year | 2015
[5 empty] | Details |  |  |  | national average buildings applied for the case study, BME model / based on a survey involving 2000 buildings in 2015 | Local building stock of Budaörs, Hungary | Local building stock of Budaörs, Hungary | Local building stock of Budaörs, Hungary | Local building stock of Budaörs, Hungary | Local building stock of Budaörs, Hungary | Local building stock of Budaörs, Hungary | Local building stock of Budaörs, Hungary | Local building stock of Budaörs, Hungary | Local building stock of Budaörs, Hungary | Local building stock of Budaörs, Hungary | Local building stock of Budaörs, Hungary | Local building stock of Budaörs, Hungary | Local building stock of Budaörs, Hungary | Local building stock of Budaörs, Hungary | Local building stock of Budaörs, Hungary | Local building stock of Budaörs, Hungary | Local building stock of Budaörs, Hungary | Local building stock of Budaörs, Hungary | Local building stock of Budaörs, Hungary | Local building stock of Budaörs, Hungary | Local building stock of Budaörs, Hungary | Local building stock of Budaörs, Hungary
Annotations to this sheet
[10 empty] | 1 |  | 2 |  | 3 |  | 4 |  | 5 |  | 6 |  | 7 |  | 8 |  | 9 |  | 10
|  |  | Building type / label | [6 empty] | SFH.01 |  | MFH.01 |  | AB.01 |  | SFH.02 |  | MFH.02
Building size category
Construction time band
|  | General Data | [5 empty] | Total
|  |  | Number of buildings |  |  |  |  | 9099.6516 | 0 | 5881.3712 | 0 | 0 | 0 | 35.7038 | 0 | 3129.9311 | 0 | 52.6455 | 0 | 0 | 0 | 0 | 0 | 0 | 0 | 0 | 0 | 0 | 0 | 10^0
|  |  | Number of dwellings |  |  |  |  | 12380 | 0 | 5881 | 0 | 0 | 0 | 2106 | 0 | 3130 | 0 | 1263 | 0 | 0 | 0 | 0 | 0 | 0 | 0 | 0 | 0 | 0 | 0 | 10^0
|  |  | Floor area national | [6 empty] | 594.489 | 0 | 0 | 0 | 139.47 | 0 | 490.961 | 0 | 85.899 | 0 | 0 | 0 | 0 | 0 | 0 | 0 | 0 | 0 | 0 | 0 | 10^3 m²
|  |  | Floor area TABULA |  |  |  |  | 1310.819 | 0 | 594.489 | 0 | 0 | 0 | 139.47 | 0 | 490.961 | 0 | 85.899 | 0 | 0 | 0 | 0 | 0 | 0 | 0 | 0 | 0 | 0 | 0 | 10^3 m²
Building Insulation
Original state / not refurbished fraction of the envelope area
U-values of the original state
|  |  |  | Roof | [5 empty] | 0.95 |  | 0.85 |  | 0.62 |  | 0.33569 |  | 0.30624 |  | 0 |  | 0 |  | 0 |  | 0 |  | 0 |  | W/(m²K)
|  |  |  | Wall | [5 empty] | 1.2 |  | 1.23 |  | 1.13 |  | 0.52 |  | 0.52 |  | 0 |  | 0 |  | 0 |  | 0 |  | 0 |  | W/(m²K)
|  |  |  | Window | [5 empty] | 2.86 |  | 2.59 |  | 2.81 |  | 1.78 |  | 1.76 |  | 0 |  | 0 |  | 0 |  | 0 |  | 0 |  | W/(m²K)
|  |  |  | Floor | [5 empty] | 1.0155 |  | 0.98712 |  | 1.0718 |  | 0.58941 |  | 0.53599 |  | 0 |  | 0 |  | 0 |  | 0 |  | 0 |  | W/(m²K)
Refubishments (averages)
Refurbished fraction of envelope areas
|  |  |  | Roof | [5 empty] | 9.2% |  | 3.6% |  | 14.1% |  | 5.67% |  | 0.8198% |  | 0% |  | 0% |  | 0% |  | 0% |  | 0%
|  |  |  | Wall | [5 empty] | 11.5% |  | 6.6% |  | 14.9% |  | 8.3% |  | 1.9% |  | 0% |  | 0% |  | 0% |  | 0% |  | 0%
|  |  |  | Window | [5 empty] | 19.7% |  | 20.8% |  | 33.5% |  | 6.8% |  | 2% |  | 0% |  | 0% |  | 0% |  | 0% |  | 0%
|  |  |  | Floor | [5 empty] | 0.5657% |  | 0.2847% |  | 6.94% |  | 0.1941% |  | 0.8504% |  | 0% |  | 0% |  | 0% |  | 0% |  | 0%
|  |  |  | Total (indicative) | [5 empty] | 8.066% |  | 6.492% |  | 16.92% |  | 5.315% |  | 1.465% |  | 0% |  | 0% |  | 0% |  | 0% |  | 0%
U-values of the refurbished fraction (averages)
|  |  |  | Roof | [5 empty] | 0.36329 |  | 0.34765 |  | 0.22282 |  | 0.24608 |  | 0.14973 |  | 0 |  | 0 |  | 0 |  | 0 |  | 0 |  | W/(m²K)
|  |  |  | Wall | [5 empty] | 0.51064 |  | 0.51599 |  | 0.34663 |  | 0.32808 |  | 0.32808 |  | 0 |  | 0 |  | 0 |  | 0 |  | 0 |  | W/(m²K)
|  |  |  | Window | [5 empty] | 1.55 |  | 1.55 |  | 1.76 |  | 1.18 |  | 1.18 |  | 0 |  | 0 |  | 0 |  | 0 |  | 0 |  | W/(m²K)
|  |  |  | Floor | [5 empty] | 0.61224 |  | 0.54247 |  | 0.58723 |  | 0.46904 |  | 0.35789 |  | 0 |  | 0 |  | 0 |  | 0 |  | 0 |  | W/(m²K)
Main Heat Supply Systems
Ventilation Systems with Heat Recovery
|  |  |  | Occurances | [5 empty] | 0% | 0% | 0% | 0% | 0% | 0% | 0% | 0% | 0% | 0% | 0% | 0% | 0% | 0% | 0% | 0% | 0% | 0% | 0% | 0%
Heating Systems
Occurances or Fractions of Produced Heat
|  |  | 1 | Gas |  | B_NC_CT |  |  | C | 20.7% | 0% |  | 0% | 8.6% | 0% | 35.3% | 0% | 29.8% | 0% |  | 0% |  | 0% |  | 0% |  | 0% |  | 0%
|  |  | 2 | DH |  |  |  |  | C | 0% | 0% |  | 0% | 72.3% | 0% | 0% | 0% | 6.5% | 0% |  | 0% |  | 0% |  | 0% |  | 0% |  | 0%
|  |  | 3 | El |  | E |  |  | D | 1.8% | 0% |  | 0% | 0% | 0% | 1.2% | 0% | 2% | 0% |  | 0% |  | 0% |  | 0% |  | 0% |  | 0%
|  |  | 4 | Gas |  | B_NC_CT |  |  | D | 48.4% | 0% |  | 0% | 18.7% | 0% | 53.8% | 0% | 61.7% | 0% |  | 0% |  | 0% |  | 0% |  | 0% |  | 0%
|  |  | 5 | Bio_Wood |  | Stove_S |  |  | D | 29.1% | 0% |  | 0% | 0.3% | 0% | 9.7% | 0% | 0% | 0% |  | 0% |  | 0% |  | 0% |  | 0% |  | 0%
|  |  | 6 | [7 empty] | 0% |  | 0% |  | 0% |  | 0% |  | 0% |  | 0% |  | 0% |  | 0% |  | 0% |  | 0%
|  |  | 7 | [7 empty] | 0% |  | 0% |  | 0% |  | 0% |  | 0% |  | 0% |  | 0% |  | 0% |  | 0% |  | 0%
|  |  | 8 | [7 empty] | 0% |  | 0% |  | 0% |  | 0% |  | 0% |  | 0% |  | 0% |  | 0% |  | 0% |  | 0%
|  |  | 9 | [7 empty] | 0% |  | 0% |  | 0% |  | 0% |  | 0% |  | 0% |  | 0% |  | 0% |  | 0% |  | 0%
|  |  | 10 | [7 empty] | 0% |  | 0% |  | 0% |  | 0% |  | 0% |  | 0% |  | 0% |  | 0% |  | 0% |  | 0%
|  |  | 11 | [7 empty] | 0% |  | 0% |  | 0% |  | 0% |  | 0% |  | 0% |  | 0% |  | 0% |  | 0% |  | 0%
|  |  | 12 | [7 empty] | 0% |  | 0% |  | 0% |  | 0% |  | 0% |  | 0% |  | 0% |  | 0% |  | 0% |  | 0%
|  |  | 13 | [7 empty] | 0% |  | 0% |  | 0% |  | 0% |  | 0% |  | 0% |  | 0% |  | 0% |  | 0% |  | 0%
|  |  | 14 | [7 empty] | 0% |  | 0% |  | 0% |  | 0% |  | 0% |  | 0% |  | 0% |  | 0% |  | 0% |  | 0%
|  |  | 15 | [7 empty] | 0% |  | 0% |  | 0% |  | 0% |  | 0% |  | 0% |  | 0% |  | 0% |  | 0% |  | 0%
|  |  | 16 | [7 empty] | 0% |  | 0% |  | 0% |  | 0% |  | 0% |  | 0% |  | 0% |  | 0% |  | 0% |  | 0%
|  |  | 17 | [7 empty] | 0% |  | 0% |  | 0% |  | 0% |  | 0% |  | 0% |  | 0% |  | 0% |  | 0% |  | 0%
|  |  | 18 | [7 empty] | 0% |  | 0% |  | 0% |  | 0% |  | 0% |  | 0% |  | 0% |  | 0% |  | 0% |  | 0%
|  |  | 19 | [7 empty] | 0% |  | 0% |  | 0% |  | 0% |  | 0% |  | 0% |  | 0% |  | 0% |  | 0% |  | 0%
|  |  | 20 | [7 empty] | 0% |  | 0% |  | 0% |  | 0% |  | 0% |  | 0% |  | 0% |  | 0% |  | 0% |  | 0%
|  |  |  | Sum | [5 empty] | 100% | 0% |  | 0% | 99.9% | 0% | 100% | 0% | 100% | 0% |  | 0% |  | 0% |  | 0% |  | 0% |  | 0%
[5 empty] | thereof |  | central |  |  | 20.7% | 0% | 0% | 0% | 80.9% | 0% | 35.3% | 0% | 36.3% | 0% | 0% | 0% | 0% | 0% | 0% | 0% | 0% | 0% | 0% | 0%
[7 empty] | decentral |  |  | 79.3% | 0% | 0% | 0% | 19% | 0% | 64.7% | 0% | 63.7% | 0% | 0% | 0% | 0% | 0% | 0% | 0% | 0% | 0% | 0% | 0%
|  |  |  | Other Systems | [5 empty] | 0% | 0% |  | 0% | 0.1% | 0% | 0% | 0% | 0% | 0% |  | 0% |  | 0% |  | 0% |  | 0% |  | 0%
DHW Systems
Occurances or Fractions of Produced Heat
|  |  | 1 | Gas |  | B_NC_CT |  |  | C | 21.2% | 0% |  | 0% | 8.4% | 0% | 28.5% | 0% | 27.6% | 0% |  | 0% |  | 0% |  | 0% |  | 0% |  | 0%
|  |  | 2 | DH |  |  |  |  | C | 0% | 0% |  | 0% | 69.8% | 0% | 0% | 0% | 7.2% | 0% |  | 0% |  | 0% |  | 0% |  | 0% |  | 0%
|  |  | 3 | El |  |  |  |  | D | 0% | 0% |  | 0% | 4.4% | 0% | 16.2% | 0% | 6.7% | 0% |  | 0% |  | 0% |  | 0% |  | 0% |  | 0%
|  |  | 4 | Gas |  | B_NC_CT |  |  | D | 55.6% | 0% |  | 0% | 17.3% | 0% | 52.3% | 0% | 57% | 0% |  | 0% |  | 0% |  | 0% |  | 0% |  | 0%
|  |  | 5 | Bio_Wood |  | B_WP |  |  | D | 19.8% | 0% |  | 0% | 0% | 0% | 0% | 0% | 0% | 0% |  | 0% |  | 0% |  | 0% |  | 0% |  | 0%
|  |  | 6 | [7 empty] | 0% |  | 0% |  | 0% |  | 0% |  | 0% |  | 0% |  | 0% |  | 0% |  | 0% |  | 0%
|  |  | 7 | [7 empty] | 0% |  | 0% |  | 0% |  | 0% |  | 0% |  | 0% |  | 0% |  | 0% |  | 0% |  | 0%
|  |  | 8 | [7 empty] | 0% |  | 0% |  | 0% |  | 0% |  | 0% |  | 0% |  | 0% |  | 0% |  | 0% |  | 0%
|  |  | 9 | [7 empty] | 0% |  | 0% |  | 0% |  | 0% |  | 0% |  | 0% |  | 0% |  | 0% |  | 0% |  | 0%
|  |  | 10 | [7 empty] | 0% |  | 0% |  | 0% |  | 0% |  | 0% |  | 0% |  | 0% |  | 0% |  | 0% |  | 0%
|  |  | 11 | [7 empty] | 0% |  | 0% |  | 0% |  | 0% |  | 0% |  | 0% |  | 0% |  | 0% |  | 0% |  | 0%
|  |  | 12 | [7 empty] | 0% |  | 0% |  | 0% |  | 0% |  | 0% |  | 0% |  | 0% |  | 0% |  | 0% |  | 0%
|  |  | 13 | [7 empty] | 0% |  | 0% |  | 0% |  | 0% |  | 0% |  | 0% |  | 0% |  | 0% |  | 0% |  | 0%
|  |  | 14 | [7 empty] | 0% |  | 0% |  | 0% |  | 0% |  | 0% |  | 0% |  | 0% |  | 0% |  | 0% |  | 0%
|  |  | 15 | [7 empty] | 0% |  | 0% |  | 0% |  | 0% |  | 0% |  | 0% |  | 0% |  | 0% |  | 0% |  | 0%
|  |  | 16 | [7 empty] | 0% |  | 0% |  | 0% |  | 0% |  | 0% |  | 0% |  | 0% |  | 0% |  | 0% |  | 0%
|  |  | 17 | [7 empty] | 0% |  | 0% |  | 0% |  | 0% |  | 0% |  | 0% |  | 0% |  | 0% |  | 0% |  | 0%
|  |  | 18 | [7 empty] | 0% |  | 0% |  | 0% |  | 0% |  | 0% |  | 0% |  | 0% |  | 0% |  | 0% |  | 0%
|  |  | 19 | [7 empty] | 0% |  | 0% |  | 0% |  | 0% |  | 0% |  | 0% |  | 0% |  | 0% |  | 0% |  | 0%
|  |  | 20 | [7 empty] | 0% |  | 0% |  | 0% |  | 0% |  | 0% |  | 0% |  | 0% |  | 0% |  | 0% |  | 0%
|  |  |  | Sum | [5 empty] | 96.6% | 0% |  | 0% | 99.9% | 0% | 97% | 0% | 98.5% | 0% |  | 0% |  | 0% |  | 0% |  | 0% |  | 0%
[5 empty] | thereof |  | central |  |  | 21.2% | 0% | 0% | 0% | 78.2% | 0% | 28.5% | 0% | 34.8% | 0% | 0% | 0% | 0% | 0% | 0% | 0% | 0% | 0% | 0% | 0%
[7 empty] | decentral |  |  | 75.4% | 0% | 0% | 0% | 21.7% | 0% | 68.5% | 0% | 63.7% | 0% | 0% | 0% | 0% | 0% | 0% | 0% | 0% | 0% | 0% | 0%
|  |  |  | Other Systems | [5 empty] | 3.4% | 0% |  | 0% | 0.1% | 0% | 3% | 0% | 1.5% | 0% |  | 0% |  | 0% |  | 0% |  | 0% |  | 0%
|  | Energy Balance | [16 empty] | All energy quantities in | MWh/a |  |  |  | Heating + DHW
separate modell: real example buildings (with one representative heating/dhw system)
[8 empty] | fuels related to |  |  | gross | 0% | calorific value
[28 empty] | Total |  | per m²
|  |  | Net heat need |  |  |  |  | 135466.3569 |  | 0 |  | 13321.2102 |  | 50343.2169 |  | 8797.1891 |  | 0 |  | 0 |  | 0 |  | 0 |  | 0 |  | 207927.9731 |  | 158.6245
|  |  | Produced heat |  |  |  |  | 173762.3598 |  | 0 |  | 20465.1924 |  | 83947.2412 |  | 14518.6029 |  | 0 |  | 0 |  | 0 |  | 0 |  | 0 |  | 292693.3963 |  | 223.2905
|  |  | Gas |  |  |  | 1.087 | 132385.1876 |  | 0 |  | 9039.757 |  | 76949.9891 |  | 14270.0552 |  | 0 |  | 0 |  | 0 |  | 0 |  | 0 |  | 232644.9888 |  | 177.4806
|  |  | Oil |  |  |  | 1.0526 | 0 |  | 0 |  | 0 |  | 0 |  | 0 |  | 0 |  | 0 |  | 0 |  | 0 |  | 0 |  | 0 |  | 0
|  |  | Coal |  |  |  | 1.0526 | 0 |  | 0 |  | 0 |  | 0 |  | 0 |  | 0 |  | 0 |  | 0 |  | 0 |  | 0 |  | 0 |  | 0
|  |  | Bio |  |  |  | 1.0526 | 51724.9063 |  | 0 |  | 56.5657 |  | 7019.7687 |  | 0 |  | 0 |  | 0 |  | 0 |  | 0 |  | 0 |  | 58801.2408 |  | 44.8584
|  |  | DH |  |  |  |  | 0 |  | 0 |  | 11823.5151 |  | 448.905 |  | 683.7829 |  | 0 |  | 0 |  | 0 |  | 0 |  | 0 |  | 12956.203 |  | 9.8841
|  |  | El |  |  |  |  | 2829.3263 |  | 0 |  | 271.3634 |  | 6035.5661 |  | 706.3692 |  | 0 |  | 0 |  | 0 |  | 0 |  | 0 |  | 9842.6249 |  | 7.5088
|  |  | Other / not specified |  |  |  |  | 0 |  | 0 |  | 0 |  | 0 |  | 0 |  | 0 |  | 0 |  | 0 |  | 0 |  | 0 |  | 0 |  | 0
|  |  | Sum final energy |  |  |  |  | 186939.4201 |  | 0 |  | 21191.2012 |  | 90454.2288 |  | 15660.2073 |  | 0 |  | 0 |  | 0 |  | 0 |  | 0 |  | 314245.0574 |  | 239.7318
|  |  | per m² |  |  |  |  | 314.454 |  |  |  | 151.9409 |  | 184.2391 |  | 182.3095
|  |  | CHP electr. production |  |  |  |  | 0 |  | 0 |  | 0 |  | 0 |  | 0 |  | 0 |  | 0 |  | 0 |  | 0 |  | 0 |  | 0 |  | 0
| Version: |  | 2016-01-21
| TABULA Average Buildings | [29 empty] | EPISCOPE Monitoring Indicators
[5 empty] | Building Stock |  |  |  | IE | Local |  |  | Housing Stock on Northside of Dublin City, Ireland | [15 empty] | Year | 2015
[5 empty] | Details |  |  |  | Energy Action model | Housing Stock on Northside of Dublin City, Ireland | Housing Stock on Northside of Dublin City, Ireland | Housing Stock on Northside of Dublin City, Ireland | Housing Stock on Northside of Dublin City, Ireland | Housing Stock on Northside of Dublin City, Ireland | Housing Stock on Northside of Dublin City, Ireland | Housing Stock on Northside of Dublin City, Ireland | Housing Stock on Northside of Dublin City, Ireland | Housing Stock on Northside of Dublin City, Ireland | Housing Stock on Northside of Dublin City, Ireland | Housing Stock on Northside of Dublin City, Ireland | Housing Stock on Northside of Dublin City, Ireland | Housing Stock on Northside of Dublin City, Ireland | Housing Stock on Northside of Dublin City, Ireland | Housing Stock on Northside of Dublin City, Ireland | Housing Stock on Northside of Dublin City, Ireland | Housing Stock on Northside of Dublin City, Ireland | Housing Stock on Northside of Dublin City, Ireland | Housing Stock on Northside of Dublin City, Ireland | Housing Stock on Northside of Dublin City, Ireland | Housing Stock on Northside of Dublin City, Ireland | Housing Stock on Northside of Dublin City, Ireland
Annotations to this sheet
[10 empty] | 1 |  | 2 |  | 3 |  | 4 |  | 5 |  | 6 |  | 7 |  | 8 |  | 9 |  | 10
|  |  | Building type / label | [6 empty] | House 1700-1977 |  | House 1978-1999 |  | House 2000-2010 |  | Apartment 1700-1977 |  | Apartment 1978-1999 |  | Apartment 2000-2010
Building size category
Construction time band
|  | General Data | [5 empty] | Total
|  |  | Number of buildings |  |  |  |  | 134000 | 0 | 66101.1533 | 0 | 23190.496 | 0 | 6891.3508 | 0 | 7128.1266 | 0 | 10608.9141 | 0 | 20079.9593 | 0 | 0 | 0 | 0 | 0 | 0 | 0 | 0 | 0 | 10^0
|  |  | Number of dwellings |  |  |  |  | 134000 | 0 | 66101 | 0 | 23190 | 0 | 6891 | 0 | 7128 | 0 | 10609 | 0 | 20081 | 0 | 0 | 0 | 0 | 0 | 0 | 0 | 0 | 0 | 10^0
|  |  | Floor area national | [6 empty] | 6643.1659 | 0 | 2147.4399 | 0 | 769.0747 | 0 | 326.4682 | 0 | 504.9843 | 0 | 1411.6211 | 0 | 0 | 0 | 0 | 0 | 0 | 0 | 0 | 0 | 10^3 m²
|  |  | Floor area TABULA |  |  |  |  | 11802.7542 | 0 | 6643.1659 | 0 | 2147.4399 | 0 | 769.0747 | 0 | 326.4682 | 0 | 504.9843 | 0 | 1411.6211 | 0 | 0 | 0 | 0 | 0 | 0 | 0 | 0 | 0 | 10^3 m²
Building Insulation
Original state / not refurbished fraction of the envelope area
U-values of the original state
|  |  |  | Roof | [5 empty] | 1.26 |  | 0.42 |  | 0.42 |  | 1.87 |  | 0.41 |  | 0.41 |  | 0 |  | 0 |  | 0 |  | 0 |  | W/(m²K)
|  |  |  | Wall | [5 empty] | 1.78 |  | 0.67 |  | 0.42 |  | 1.63 |  | 0.66 |  | 0.51 |  | 0 |  | 0 |  | 0 |  | 0 |  | W/(m²K)
|  |  |  | Window | [5 empty] | 4.9041 |  | 4.1868 |  | 2.5673 |  | 4.4495 |  | 3.3426 |  | 2.5149 |  | 0 |  | 0 |  | 0 |  | 0 |  | W/(m²K)
|  |  |  | Floor | [5 empty] | 1.22 |  | 1.02 |  | 0.7 |  | 1.4 |  | 1.06 |  | 5.2 |  | 0 |  | 0 |  | 0 |  | 0 |  | W/(m²K)
Refubishments (averages)
Refurbished fraction of envelope areas
|  |  |  | Roof | [5 empty] | 47.9% |  | 44.4% |  | 8% |  | 42.4% |  | 27.4% |  | 0.7% |  | 0% |  | 0% |  | 0% |  | 0%
|  |  |  | Wall | [5 empty] | 25% |  | 43.3% |  | 2.5% |  | 22.3% |  | 16.3% |  | 0.7% |  | 0% |  | 0% |  | 0% |  | 0%
|  |  |  | Window | [5 empty] | 76.76% |  | 76.83% |  | 15.31% |  | 61.78% |  | 62.96% |  | 5.29% |  | 0% |  | 0% |  | 0% |  | 0%
|  |  |  | Floor | [5 empty] | 1.5% |  | 0.5% |  | 2.9% |  | 0.6% |  | 3.1% |  | 3.5% |  | 0% |  | 0% |  | 0% |  | 0%
|  |  |  | Total (indicative) | [5 empty] | 29.45% |  | 35.41% |  | 5.185% |  | 26.26% |  | 21.41% |  | 1.919% |  | 0% |  | 0% |  | 0% |  | 0%
U-values of the refurbished fraction (averages)
|  |  |  | Roof | [5 empty] | 0.25 |  | 0.14 |  | 0.13 |  | 0.24 |  | 0.14 |  | 0.13 |  | 0 |  | 0 |  | 0 |  | 0 |  | W/(m²K)
|  |  |  | Wall | [5 empty] | 0.35 |  | 0.33 |  | 0.21 |  | 0.36 |  | 0.34 |  | 0.22 |  | 0 |  | 0 |  | 0 |  | 0 |  | W/(m²K)
|  |  |  | Window | [5 empty] | 2.8888 |  | 2.7916 |  | 1.6989 |  | 2.8271 |  | 2.7249 |  | 1.6345 |  | 0 |  | 0 |  | 0 |  | 0 |  | W/(m²K)
|  |  |  | Floor | [5 empty] | 0.36 |  | 0.44 |  | 0.26 |  | 0.38 |  | 0.4 |  | 0.3 |  | 0 |  | 0 |  | 0 |  | 0 |  | W/(m²K)
Main Heat Supply Systems
Ventilation Systems with Heat Recovery
|  |  |  | Occurances | [5 empty] | 0.09727% | 0% | 0% | 0% | 0% | 0% | 0% | 0% | 0% | 0% | 0% | 0% | 0% | 0% | 0% | 0% | 0% | 0% | 0% | 0%
Heating Systems
Occurances or Fractions of Produced Heat
|  |  | 1 | Gas |  | B_NC_CT |  |  | C | 85.1% | 0% | 88.9% | 0% | 93.1% | 0% | 55% | 0% | 38% | 0% | 55.7% | 0% |  | 0% |  | 0% |  | 0% |  | 0%
|  |  | 2 | Oil |  | B_NC_CT |  |  | C | 9.1% | 0% | 5.9% | 0% | 0.8% | 0% | 3.1% | 0% | 0% | 0% | 0% | 0% |  | 0% |  | 0% |  | 0% |  | 0%
|  |  | 3 | El |  |  |  |  | C | 0% | 0% | 0% | 0% | 2.2% | 0% | 0% | 0% | 0% | 0% | 0.5% | 0% |  | 0% |  | 0% |  | 0% |  | 0%
|  |  | 4 | Bio |  |  |  |  | C | 0% | 0% | 0% | 0% | 0% | 0% | 0% | 0% | 0% | 0% | 0.2% | 0% |  | 0% |  | 0% |  | 0% |  | 0%
|  |  | 5 | Coal |  | B_NC_CT |  |  | C | 0.4% | 0% | 0% | 0% | 0% | 0% | 0% | 0% | 0% | 0% | 0% | 0% |  | 0% |  | 0% |  | 0% |  | 0%
|  |  | 6 | Gas |  |  |  |  | D | 0% | 0% | 0% | 0% | 0% | 0% | 0% | 0% | 0% | 0% | 0% | 0% |  | 0% |  | 0% |  | 0% |  | 0%
|  |  | 7 | Oil |  |  |  |  | D | 0% | 0% | 0% | 0% | 0% | 0% | 0% | 0% | 0% | 0% | 0% | 0% |  | 0% |  | 0% |  | 0% |  | 0%
|  |  | 8 | El |  | E_Storage |  |  | D | 3.6% | 0% | 4.8% | 0% | 3.6% | 0% | 41% | 0% | 61.6% | 0% | 43.6% | 0% |  | 0% |  | 0% |  | 0% |  | 0%
|  |  | 9 | Bio |  |  |  |  | D | 0% | 0% | 0% | 0% | 0% | 0% | 0% | 0% | 0% | 0% | 0% | 0% |  | 0% |  | 0% |  | 0% |  | 0%
|  |  | 10 | Coal |  | OpenFire |  |  | D | 1.4% | 0% | 0% | 0% | 0% | 0% | 0.7% | 0% | 0% | 0% | 0% | 0% |  | 0% |  | 0% |  | 0% |  | 0%
|  |  | 11 | [7 empty] | 0% |  | 0% |  | 0% |  | 0% |  | 0% |  | 0% |  | 0% |  | 0% |  | 0% |  | 0%
|  |  | 12 | [7 empty] | 0% |  | 0% |  | 0% |  | 0% |  | 0% |  | 0% |  | 0% |  | 0% |  | 0% |  | 0%
|  |  | 13 | [7 empty] | 0% |  | 0% |  | 0% |  | 0% |  | 0% |  | 0% |  | 0% |  | 0% |  | 0% |  | 0%
|  |  | 14 | [7 empty] | 0% |  | 0% |  | 0% |  | 0% |  | 0% |  | 0% |  | 0% |  | 0% |  | 0% |  | 0%
|  |  | 15 | [7 empty] | 0% |  | 0% |  | 0% |  | 0% |  | 0% |  | 0% |  | 0% |  | 0% |  | 0% |  | 0%
|  |  | 16 | [7 empty] | 0% |  | 0% |  | 0% |  | 0% |  | 0% |  | 0% |  | 0% |  | 0% |  | 0% |  | 0%
|  |  | 17 | [7 empty] | 0% |  | 0% |  | 0% |  | 0% |  | 0% |  | 0% |  | 0% |  | 0% |  | 0% |  | 0%
|  |  | 18 | [7 empty] | 0% |  | 0% |  | 0% |  | 0% |  | 0% |  | 0% |  | 0% |  | 0% |  | 0% |  | 0%
|  |  | 19 | [7 empty] | 0% |  | 0% |  | 0% |  | 0% |  | 0% |  | 0% |  | 0% |  | 0% |  | 0% |  | 0%
|  |  | 20 | [7 empty] | 0% |  | 0% |  | 0% |  | 0% |  | 0% |  | 0% |  | 0% |  | 0% |  | 0% |  | 0%
|  |  |  | Sum | [5 empty] | 99.6% | 0% | 99.6% | 0% | 99.7% | 0% | 99.8% | 0% | 99.6% | 0% | 100% | 0% |  | 0% |  | 0% |  | 0% |  | 0%
[5 empty] | thereof |  | central |  |  | 94.6% | 0% | 94.8% | 0% | 96.1% | 0% | 58.1% | 0% | 38% | 0% | 56.4% | 0% | 0% | 0% | 0% | 0% | 0% | 0% | 0% | 0%
[7 empty] | decentral |  |  | 5% | 0% | 4.8% | 0% | 3.6% | 0% | 41.7% | 0% | 61.6% | 0% | 43.6% | 0% | 0% | 0% | 0% | 0% | 0% | 0% | 0% | 0%
|  |  |  | Other Systems | [5 empty] | 0.4% | 0% | 0.4% | 0% | 0.3% | 0% | 0.2% | 0% | 0.4% | 0% | 0% | 0% |  | 0% |  | 0% |  | 0% |  | 0%
DHW Systems
Occurances or Fractions of Produced Heat
|  |  | 1 | Gas |  | B_NC_CT |  |  | C | 85.1% | 0% | 88.8% | 0% | 93.4% | 0% | 55.2% | 0% | 37.8% | 0% | 55.7% | 0% |  | 0% |  | 0% |  | 0% |  | 0%
|  |  | 2 | Oil |  | B_NC_CT |  |  | C | 9.1% | 0% | 5.9% | 0% | 0.8% | 0% | 3.1% | 0% | 0% | 0% | 0% | 0% |  | 0% |  | 0% |  | 0% |  | 0%
|  |  | 3 | El |  |  |  |  | C | 0% | 0% | 0% | 0% | 2.2% | 0% | 0% | 0% | 0% | 0% | 0.5% | 0% |  | 0% |  | 0% |  | 0% |  | 0%
|  |  | 4 | Bio |  |  |  |  | C | 0% | 0% | 0% | 0% | 0% | 0% | 0% | 0% | 0% | 0% | 0.2% | 0% |  | 0% |  | 0% |  | 0% |  | 0%
|  |  | 5 | Coal |  | B_NC_CT |  |  | C | 0.5% | 0% | 0% | 0% | 0% | 0% | 0% | 0% | 0% | 0% | 0% | 0% |  | 0% |  | 0% |  | 0% |  | 0%
|  |  | 6 | Gas |  |  |  |  | D | 0% | 0% | 0% | 0% | 0% | 0% | 0% | 0% | 0% | 0% | 0% | 0% |  | 0% |  | 0% |  | 0% |  | 0%
|  |  | 7 | Oil |  |  |  |  | D | 0% | 0% | 0% | 0% | 0% | 0% | 0% | 0% | 0% | 0% | 0% | 0% |  | 0% |  | 0% |  | 0% |  | 0%
|  |  | 8 | El |  | E_Immersion |  |  | D | 4.6% | 0% | 4.8% | 0% | 3.5% | 0% | 40.9% | 0% | 61.7% | 0% | 43.6% | 0% |  | 0% |  | 0% |  | 0% |  | 0%
|  |  | 9 | Bio |  |  |  |  | D | 0% | 0% | 0% | 0% | 0% | 0% | 0% | 0% | 0% | 0% | 0% | 0% |  | 0% |  | 0% |  | 0% |  | 0%
|  |  | 10 | Coal |  | Other |  |  | D | 0.5% | 0% | 0% | 0% | 0% | 0% | 0% | 0% | 0% | 0% | 0% | 0% |  | 0% |  | 0% |  | 0% |  | 0%
|  |  | 11 | [7 empty] | 0% |  | 0% |  | 0% |  | 0% |  | 0% |  | 0% |  | 0% |  | 0% |  | 0% |  | 0%
|  |  | 12 | [7 empty] | 0% |  | 0% |  | 0% |  | 0% |  | 0% |  | 0% |  | 0% |  | 0% |  | 0% |  | 0%
|  |  | 13 | [7 empty] | 0% |  | 0% |  | 0% |  | 0% |  | 0% |  | 0% |  | 0% |  | 0% |  | 0% |  | 0%
|  |  | 14 | [7 empty] | 0% |  | 0% |  | 0% |  | 0% |  | 0% |  | 0% |  | 0% |  | 0% |  | 0% |  | 0%
|  |  | 15 | [7 empty] | 0% |  | 0% |  | 0% |  | 0% |  | 0% |  | 0% |  | 0% |  | 0% |  | 0% |  | 0%
|  |  | 16 | [7 empty] | 0% |  | 0% |  | 0% |  | 0% |  | 0% |  | 0% |  | 0% |  | 0% |  | 0% |  | 0%
|  |  | 17 | [7 empty] | 0% |  | 0% |  | 0% |  | 0% |  | 0% |  | 0% |  | 0% |  | 0% |  | 0% |  | 0%
|  |  | 18 | [7 empty] | 0% |  | 0% |  | 0% |  | 0% |  | 0% |  | 0% |  | 0% |  | 0% |  | 0% |  | 0%
|  |  | 19 | [7 empty] | 0% |  | 0% |  | 0% |  | 0% |  | 0% |  | 0% |  | 0% |  | 0% |  | 0% |  | 0%
|  |  | 20 | [7 empty] | 0% |  | 0% |  | 0% |  | 0% |  | 0% |  | 0% |  | 0% |  | 0% |  | 0% |  | 0%
|  |  |  | Sum | [5 empty] | 99.8% | 0% | 99.5% | 0% | 99.9% | 0% | 99.2% | 0% | 99.5% | 0% | 100% | 0% |  | 0% |  | 0% |  | 0% |  | 0%
[5 empty] | thereof |  | central |  |  | 94.7% | 0% | 94.7% | 0% | 96.4% | 0% | 58.3% | 0% | 37.8% | 0% | 56.4% | 0% | 0% | 0% | 0% | 0% | 0% | 0% | 0% | 0%
[7 empty] | decentral |  |  | 5.1% | 0% | 4.8% | 0% | 3.5% | 0% | 40.9% | 0% | 61.7% | 0% | 43.6% | 0% | 0% | 0% | 0% | 0% | 0% | 0% | 0% | 0%
|  |  |  | Other Systems | [5 empty] | 0.2% | 0% | 0.5% | 0% | 0.1% | 0% | 0.8% | 0% | 0.5% | 0% | 0% | 0% |  | 0% |  | 0% |  | 0% |  | 0%
|  | Energy Balance | [16 empty] | All energy quantities in | MWh/a |  |  |  | Heating + DHW
[8 empty] | fuels related to |  |  | gross | 0% | calorific value
[28 empty] | Total |  | per m²
|  |  | Net heat need |  |  |  |  | 587000.119 |  | 181586.582 |  | 58446.402 |  | 45873.48 |  | 46994.92 |  | 111625.255 |  | 0 |  | 0 |  | 0 |  | 0 |  | 1031526.758 |  | 87.3971
|  |  | Produced heat |  |  |  |  | 660702.5564 |  | 205990.9308 |  | 66191.9105 |  | 51765.2077 |  | 53472.6038 |  | 126640.5398 |  | 0 |  | 0 |  | 0 |  | 0 |  | 1164763.749 |  | 98.6858
|  |  | Gas |  |  |  | 1 | 657274.7804 |  | 212340.8033 |  | 75279.2433 |  | 38391.1109 |  | 29644.3963 |  | 97479.8021 |  | 0 |  | 0 |  | 0 |  | 0 |  | 1110410.1364 |  | 94.0806
|  |  | Oil |  |  |  | 1 | 96518.9033 |  | 19214.4503 |  | 828.4386 |  | 2188.0905 |  | 0 |  | 0 |  | 0 |  | 0 |  | 0 |  | 0 |  | 118749.8826 |  | 10.0612
|  |  | Coal |  |  |  | 1 | 28061.2333 |  | 0 |  | 0 |  | 1176.8226 |  | 0 |  | 0 |  | 0 |  | 0 |  | 0 |  | 0 |  | 29238.0559 |  | 2.4772
|  |  | Bio |  |  |  | 1 | 0 |  | 0 |  | 0 |  | 0 |  | 0 |  | 352.8747 |  | 0 |  | 0 |  | 0 |  | 0 |  | 352.8747 |  | 0.029898
|  |  | DH |  |  |  |  | 0 |  | 0 |  | 0 |  | 0 |  | 0 |  | 0 |  | 0 |  | 0 |  | 0 |  | 0 |  | 0 |  | 0
|  |  | El |  |  |  |  | 43229.398 |  | 16369.746 |  | 3702.944 |  | 18800.013 |  | 31654.329 |  | 47124.804 |  | 0 |  | 0 |  | 0 |  | 0 |  | 160881.234 |  | 13.6308
|  |  | Other / not specified |  |  |  |  | 0 |  | 0 |  | 0 |  | 0 |  | 0 |  | 0 |  | 0 |  | 0 |  | 0 |  | 0 |  | 0 |  | 0
|  |  | Sum final energy |  |  |  |  | 825084.315 |  | 247924.9996 |  | 79810.6258 |  | 60556.037 |  | 61298.7253 |  | 144957.4809 |  | 0 |  | 0 |  | 0 |  | 0 |  | 1419632.1836 |  | 120.2797
|  |  | per m² |  |  |  |  | 124.2005 |  | 115.4514 |  | 103.7749 |  | 185.4883 |  | 121.3874 |  | 102.6887
|  |  | CHP electr. production |  |  |  |  | 0 |  | 0 |  | 0 |  | 0 |  | 0 |  | 0 |  | 0 |  | 0 |  | 0 |  | 0 |  | 0 |  | 0
| Version: |  | 2016-01-21
| TABULA Average Buildings | [29 empty] | EPISCOPE Monitoring Indicators
[5 empty] | Building Stock |  |  |  | IT | Regional |  |  | Residential building stock of Piedmont region, Italy | [15 empty] | Year | 2015
[5 empty] | Details |  |  |  | Basic case - year 2015, POLITO model / Basic case - year 2015 | Residential building stock of Piedmont region, Italy | Residential building stock of Piedmont region, Italy | Residential building stock of Piedmont region, Italy | Residential building stock of Piedmont region, Italy | Residential building stock of Piedmont region, Italy | Residential building stock of Piedmont region, Italy | Residential building stock of Piedmont region, Italy | Residential building stock of Piedmont region, Italy | Residential building stock of Piedmont region, Italy | Residential building stock of Piedmont region, Italy | Residential building stock of Piedmont region, Italy | Residential building stock of Piedmont region, Italy | Residential building stock of Piedmont region, Italy | Residential building stock of Piedmont region, Italy | Residential building stock of Piedmont region, Italy | Residential building stock of Piedmont region, Italy | Residential building stock of Piedmont region, Italy | Residential building stock of Piedmont region, Italy | Residential building stock of Piedmont region, Italy | Residential building stock of Piedmont region, Italy | Residential building stock of Piedmont region, Italy | Residential building stock of Piedmont region, Italy
Annotations to this sheet
[10 empty] | 1 |  | 2 |  | 3 |  | 4 |  | 5 |  | 6 |  | 7 |  | 8 |  | 9 |  | 10
|  |  | Building type / label | [6 empty] | SFH I |  | SFH II |  | SFH III |  | SFH IV |  | SFH V |  | MFH I |  | MFH II |  | MFH III |  | MFH IV |  | MFH V
Building size category
Construction time band
|  | General Data | [5 empty] | Total
|  |  | Number of buildings |  |  |  |  | 701177.9183 | 0 | 282310.5304 | 0 | 126380.3455 | 0 | 90069.7388 | 0 | 45725.1688 | 0 | 16029.0545 | 0 | 28088.5845 | 0 | 59369.9976 | 0 | 37014.3125 | 0 | 11941.0923 | 0 | 4249.0933 | 0 | 10^0
|  |  | Number of dwellings |  |  |  |  | 2279871 | 0 | 282311 | 0 | 126623 | 0 | 90115 | 0 | 45672 | 0 | 16018 | 0 | 447257 | 0 | 595148 | 0 | 442545 | 0 | 179116 | 0 | 55066 | 0 | 10^0
|  |  | Floor area national | [6 empty] | 32.4657 | 0 | 19.7532 | 0 | 17.9329 | 0 | 7.8556 | 0 | 2.7871 | 0 | 29.0717 | 0 | 48.8021 | 0 | 40.2716 | 0 | 11.6426 | 0 | 3.5242 | 0 | 10^6 m²
|  |  | Floor area TABULA |  |  |  |  | 214.1067 | 0 | 32.4657 | 0 | 19.7532 | 0 | 17.9329 | 0 | 7.8556 | 0 | 2.7871 | 0 | 29.0717 | 0 | 48.8021 | 0 | 40.2716 | 0 | 11.6426 | 0 | 3.5242 | 0 | 10^6 m²
Building Insulation
Original state / not refurbished fraction of the envelope area
U-values of the original state
|  |  |  | Roof | [5 empty] | 1.8 |  | 2.2 |  | 1.14 |  | 0.69 |  | 0.3 |  | 2.86 |  | 1.65 |  | 0.97 |  | 0.69 |  | 0.3 |  | W/(m²K)
|  |  |  | Wall | [5 empty] | 1.47 |  | 1.33 |  | 1.06 |  | 0.74 |  | 0.42 |  | 1.47 |  | 1.33 |  | 1.06 |  | 0.74 |  | 0.42 |  | W/(m²K)
|  |  |  | Window | [5 empty] | 4.6281 |  | 4.6922 |  | 2.7033 |  | 2.6894 |  | 1.9702 |  | 4.9 |  | 4.9 |  | 2.8 |  | 2.8 |  | 2 |  | W/(m²K)
|  |  |  | Floor | [5 empty] | 2 |  | 2 |  | 0.98 |  | 0.77 |  | 0.33 |  | 1.87 |  | 1.3 |  | 0.98 |  | 0.77 |  | 0.33 |  | W/(m²K)
Refubishments (averages)
Refurbished fraction of envelope areas
|  |  |  | Roof | [5 empty] | 0% |  | 0% |  | 0% |  | 0% |  | 0% |  | 0% |  | 0% |  | 0% |  | 0% |  | 0%
|  |  |  | Wall | [5 empty] | 21.5% |  | 24.5% |  | 0% |  | 0% |  | 0% |  | 21.4% |  | 24.6% |  | 0% |  | 0% |  | 0%
|  |  |  | Window | [5 empty] | 40.62% |  | 41.86% |  | 0% |  | 0% |  | 0% |  | 48.4% |  | 46.6% |  | 0% |  | 0% |  | 0%
|  |  |  | Floor | [5 empty] | 0% |  | 0% |  | 0% |  | 0% |  | 0% |  | 0% |  | 0% |  | 0% |  | 0% |  | 0%
|  |  |  | Total (indicative) | [5 empty] | 14.19% |  | 13.75% |  | 0% |  | 0% |  | 0% |  | 9.728% |  | 20.37% |  | 0% |  | 0% |  | 0%
U-values of the refurbished fraction (averages)
|  |  |  | Roof | [5 empty] | 0 |  | 0 |  | 0 |  | 0 |  | 0 |  | 0 |  | 0 |  | 0 |  | 0 |  | 0 |  | W/(m²K)
|  |  |  | Wall | [5 empty] | 0.82 |  | 0.805 |  | 0 |  | 0 |  | 0 |  | 0.82 |  | 0.805 |  | 0 |  | 0 |  | 0 |  | W/(m²K)
|  |  |  | Window | [5 empty] | 2.8 |  | 2.8 |  | 0 |  | 0 |  | 0 |  | 2.8 |  | 2.8 |  | 0 |  | 0 |  | 0 |  | W/(m²K)
|  |  |  | Floor | [5 empty] | 0 |  | 0 |  | 0 |  | 0 |  | 0 |  | 0 |  | 0 |  | 0 |  | 0 |  | 0 |  | W/(m²K)
Main Heat Supply Systems
Ventilation Systems with Heat Recovery
|  |  |  | Occurances | [5 empty] | 0% | 0% | 0% | 0% | 0% | 0% | 0% | 0% | 0% | 0% | 0% | 0% | 0% | 0% | 0% | 0% | 0% | 0% | 0% | 0%
Heating Systems
Occurances or Fractions of Produced Heat
|  |  | 1 | Gas |  | B_NC |  |  | C | 85% | 0% | 75% | 0% | 75% | 0% | 81% | 0% | 40% | 0% | 0% | 0% | 73% | 0% | 0% | 0% | 0% | 0% | 40% | 0%
|  |  | 2 | Gas |  | B_C |  |  | C | 15% | 0% | 19% | 0% | 25% | 0% | 19% | 0% | 53% | 0% | 0% | 0% | 20% | 0% | 0% | 0% | 0% | 0% | 53% | 0%
|  |  | 3 | DH |  | TS |  |  | C | 0% | 0% | 6% | 0% | 0% | 0% | 0% | 0% | 0% | 0% | 0% | 0% | 7% | 0% | 0% | 0% | 0% | 0% | 0% | 0%
|  |  | 4 | El |  | HP_Air |  |  | C | 0% | 0% | 0% | 0% | 0% | 0% | 0% | 0% | 7% | 0% | 0% | 0% | 0% | 0% | 0% | 0% | 0% | 0% | 7% | 0%
|  |  | 5 | Gas |  | B_NC |  |  | D | 0% | 0% | 0% | 0% | 0% | 0% | 0% | 0% | 0% | 0% | 85% | 0% | 0% | 0% | 75% | 0% | 81% | 0% | 0% | 0%
|  |  | 6 | Gas |  | B_C |  |  | D | 0% | 0% | 0% | 0% | 0% | 0% | 0% | 0% | 0% | 0% | 15% | 0% | 0% | 0% | 25% | 0% | 19% | 0% | 0% | 0%
|  |  | 7 | [7 empty] | 0% |  | 0% |  | 0% |  | 0% |  | 0% |  | 0% |  | 0% |  | 0% |  | 0% |  | 0%
|  |  | 8 | [7 empty] | 0% |  | 0% |  | 0% |  | 0% |  | 0% |  | 0% |  | 0% |  | 0% |  | 0% |  | 0%
|  |  | 9 | [7 empty] | 0% |  | 0% |  | 0% |  | 0% |  | 0% |  | 0% |  | 0% |  | 0% |  | 0% |  | 0%
|  |  | 10 | [7 empty] | 0% |  | 0% |  | 0% |  | 0% |  | 0% |  | 0% |  | 0% |  | 0% |  | 0% |  | 0%
|  |  | 11 | [7 empty] | 0% |  | 0% |  | 0% |  | 0% |  | 0% |  | 0% |  | 0% |  | 0% |  | 0% |  | 0%
|  |  | 12 | [7 empty] | 0% |  | 0% |  | 0% |  | 0% |  | 0% |  | 0% |  | 0% |  | 0% |  | 0% |  | 0%
|  |  | 13 | [7 empty] | 0% |  | 0% |  | 0% |  | 0% |  | 0% |  | 0% |  | 0% |  | 0% |  | 0% |  | 0%
|  |  | 14 | [7 empty] | 0% |  | 0% |  | 0% |  | 0% |  | 0% |  | 0% |  | 0% |  | 0% |  | 0% |  | 0%
|  |  | 15 | [7 empty] | 0% |  | 0% |  | 0% |  | 0% |  | 0% |  | 0% |  | 0% |  | 0% |  | 0% |  | 0%
|  |  | 16 | [7 empty] | 0% |  | 0% |  | 0% |  | 0% |  | 0% |  | 0% |  | 0% |  | 0% |  | 0% |  | 0%
|  |  | 17 | [7 empty] | 0% |  | 0% |  | 0% |  | 0% |  | 0% |  | 0% |  | 0% |  | 0% |  | 0% |  | 0%
|  |  | 18 | [7 empty] | 0% |  | 0% |  | 0% |  | 0% |  | 0% |  | 0% |  | 0% |  | 0% |  | 0% |  | 0%
|  |  | 19 | [7 empty] | 0% |  | 0% |  | 0% |  | 0% |  | 0% |  | 0% |  | 0% |  | 0% |  | 0% |  | 0%
|  |  | 20 | [7 empty] | 0% |  | 0% |  | 0% |  | 0% |  | 0% |  | 0% |  | 0% |  | 0% |  | 0% |  | 0%
|  |  |  | Sum | [5 empty] | 100% | 0% | 100% | 0% | 100% | 0% | 100% | 0% | 100% | 0% | 100% | 0% | 100% | 0% | 100% | 0% | 100% | 0% | 100% | 0%
[5 empty] | thereof |  | central |  |  | 100% | 0% | 100% | 0% | 100% | 0% | 100% | 0% | 100% | 0% | 0% | 0% | 100% | 0% | 0% | 0% | 0% | 0% | 100% | 0%
[7 empty] | decentral |  |  | 0% | 0% | 0% | 0% | 0% | 0% | 0% | 0% | 0% | 0% | 100% | 0% | 0% | 0% | 100% | 0% | 100% | 0% | 0% | 0%
|  |  |  | Other Systems | [5 empty] | 0% | 0% | 0% | 0% | 0% | 0% | 0% | 0% | 0% | 0% | 0% | 0% | 0% | 0% | 0% | 0% | 0% | 0% | 0% | 0%
DHW Systems
Occurances or Fractions of Produced Heat
|  |  | 1 | Gas |  | B_NC |  |  | C | 85% | 0% | 75% | 0% | 75% | 0% | 81% | 0% | 40% | 0% | 0% | 0% | 0% | 0% | 0% | 0% | 0% | 0% | 40% | 0%
|  |  | 2 | Gas |  | B_C |  |  | C | 15% | 0% | 19% | 0% | 25% | 0% | 19% | 0% | 53% | 0% | 0% | 0% | 0% | 0% | 0% | 0% | 0% | 0% | 53% | 0%
|  |  | 3 | DH |  | TS |  |  | C | 0% | 0% | 6% | 0% | 0% | 0% | 0% | 0% | 0% | 0% | 0% | 0% | 0% | 0% | 0% | 0% | 0% | 0% | 0% | 0%
|  |  | 4 | El |  | HP_Air |  |  | C | 0% | 0% | 0% | 0% | 0% | 0% | 0% | 0% | 7% | 0% | 0% | 0% | 0% | 0% | 0% | 0% | 0% | 0% | 7% | 0%
|  |  | 5 | Gas |  | B_NC |  |  | D | 0% | 0% | 0% | 0% | 0% | 0% | 0% | 0% | 0% | 0% | 85% | 0% | 80% | 0% | 75% | 0% | 81% | 0% | 0% | 0%
|  |  | 6 | Gas |  | B_C |  |  | D | 0% | 0% | 0% | 0% | 0% | 0% | 0% | 0% | 0% | 0% | 15% | 0% | 20% | 0% | 25% | 0% | 19% | 0% | 0% | 0%
|  |  | 7 | [7 empty] | 0% |  | 0% |  | 0% |  | 0% |  | 0% |  | 0% |  | 0% |  | 0% |  | 0% |  | 0%
|  |  | 8 | [7 empty] | 0% |  | 0% |  | 0% |  | 0% |  | 0% |  | 0% |  | 0% |  | 0% |  | 0% |  | 0%
|  |  | 9 | [7 empty] | 0% |  | 0% |  | 0% |  | 0% |  | 0% |  | 0% |  | 0% |  | 0% |  | 0% |  | 0%
|  |  | 10 | [7 empty] | 0% |  | 0% |  | 0% |  | 0% |  | 0% |  | 0% |  | 0% |  | 0% |  | 0% |  | 0%
|  |  | 11 | [7 empty] | 0% |  | 0% |  | 0% |  | 0% |  | 0% |  | 0% |  | 0% |  | 0% |  | 0% |  | 0%
|  |  | 12 | [7 empty] | 0% |  | 0% |  | 0% |  | 0% |  | 0% |  | 0% |  | 0% |  | 0% |  | 0% |  | 0%
|  |  | 13 | [7 empty] | 0% |  | 0% |  | 0% |  | 0% |  | 0% |  | 0% |  | 0% |  | 0% |  | 0% |  | 0%
|  |  | 14 | [7 empty] | 0% |  | 0% |  | 0% |  | 0% |  | 0% |  | 0% |  | 0% |  | 0% |  | 0% |  | 0%
|  |  | 15 | [7 empty] | 0% |  | 0% |  | 0% |  | 0% |  | 0% |  | 0% |  | 0% |  | 0% |  | 0% |  | 0%
|  |  | 16 | [7 empty] | 0% |  | 0% |  | 0% |  | 0% |  | 0% |  | 0% |  | 0% |  | 0% |  | 0% |  | 0%
|  |  | 17 | [7 empty] | 0% |  | 0% |  | 0% |  | 0% |  | 0% |  | 0% |  | 0% |  | 0% |  | 0% |  | 0%
|  |  | 18 | [7 empty] | 0% |  | 0% |  | 0% |  | 0% |  | 0% |  | 0% |  | 0% |  | 0% |  | 0% |  | 0%
|  |  | 19 | [7 empty] | 0% |  | 0% |  | 0% |  | 0% |  | 0% |  | 0% |  | 0% |  | 0% |  | 0% |  | 0%
|  |  | 20 | [7 empty] | 0% |  | 0% |  | 0% |  | 0% |  | 0% |  | 0% |  | 0% |  | 0% |  | 0% |  | 0%
|  |  |  | Sum | [5 empty] | 100% | 0% | 100% | 0% | 100% | 0% | 100% | 0% | 100% | 0% | 100% | 0% | 100% | 0% | 100% | 0% | 100% | 0% | 100% | 0%
[5 empty] | thereof |  | central |  |  | 100% | 0% | 100% | 0% | 100% | 0% | 100% | 0% | 100% | 0% | 0% | 0% | 0% | 0% | 0% | 0% | 0% | 0% | 100% | 0%
[7 empty] | decentral |  |  | 0% | 0% | 0% | 0% | 0% | 0% | 0% | 0% | 0% | 0% | 100% | 0% | 100% | 0% | 100% | 0% | 100% | 0% | 0% | 0%
|  |  |  | Other Systems | [5 empty] | 0% | 0% | 0% | 0% | 0% | 0% | 0% | 0% | 0% | 0% | 0% | 0% | 0% | 0% | 0% | 0% | 0% | 0% | 0% | 0%
|  | Energy Balance | [16 empty] | All energy quantities in | GWh/a |  |  |  | Heating + DHW
[8 empty] | fuels related to |  |  | gross | 0% | calorific value
[28 empty] | Total |  | per m²
|  |  | Net heat need |  |  |  |  | 10739.3203 |  | 6362.9152 |  | 3681.4882 |  | 912.9313 |  | 205.7731 |  | 5819.3451 |  | 7412.6623 |  | 4734.751 |  | 1021.7155 |  | 153.3322 |  | 41044.2342 |  | 191.6999
|  |  | Produced heat |  |  |  |  | 13845.9757 |  | 8037.3608 |  | 4513.244 |  | 1042.5276 |  | 217.6431 |  | 7029.5094 |  | 9671.7698 |  | 5767.2735 |  | 1112.0644 |  | 170.9356 |  | 51408.3039 |  | 240.106
|  |  | Gas |  |  |  | 1 | 17830.7309 |  | 9619.3893 |  | 5758.7843 |  | 1289.9642 |  | 232.1053 |  | 8803.3613 |  | 11697.9555 |  | 7190.64 |  | 1395.7247 |  | 171.3444 |  | 63990 |  | 298.8697
|  |  | Oil |  |  |  | 1 | 0 |  | 0 |  | 0 |  | 0 |  | 0 |  | 0 |  | 0 |  | 0 |  | 0 |  | 0 |  | 0 |  | 0
|  |  | Coal |  |  |  | 1 | 0 |  | 0 |  | 0 |  | 0 |  | 0 |  | 0 |  | 0 |  | 0 |  | 0 |  | 0 |  | 0 |  | 0
|  |  | Bio |  |  |  | 1 | 0 |  | 0 |  | 0 |  | 0 |  | 0 |  | 0 |  | 0 |  | 0 |  | 0 |  | 0 |  | 0 |  | 0
|  |  | DH |  |  |  |  | 0 |  | 519.3636 |  | 0 |  | 0 |  | 0 |  | 0 |  | 605.4314 |  | 0 |  | 0 |  | 0 |  | 1124.795 |  | 5.2534
|  |  | El |  |  |  |  | 183.4537 |  | 113.0043 |  | 107.8895 |  | 45.7588 |  | 20.358 |  | 98.4879 |  | 122.4168 |  | 160.1094 |  | 42.2914 |  | 20.789 |  | 914.5587 |  | 4.2715
|  |  | Other / not specified |  |  |  |  | 0 |  | 0 |  | 0 |  | 0 |  | 0 |  | 0 |  | 0 |  | 0 |  | 0 |  | 0 |  | 0 |  | 0
|  |  | Sum final energy |  |  |  |  | 18014.1846 |  | 10251.7572 |  | 5866.6738 |  | 1335.723 |  | 252.4633 |  | 8901.8492 |  | 12425.8036 |  | 7350.7494 |  | 1438.0161 |  | 192.1334 |  | 66029.3537 |  | 308.3946
|  |  | per m² |  |  |  |  | 554.868 |  | 518.991 |  | 327.1461 |  | 170.0348 |  | 90.5818 |  | 306.2034 |  | 254.616 |  | 182.5295 |  | 123.5137 |  | 54.5183
|  |  | CHP electr. production |  |  |  |  | 0 |  | 0 |  | 0 |  | 0 |  | 0 |  | 0 |  | 0 |  | 0 |  | 0 |  | 0 |  | 0 |  | 0
| Version: |  | 2016-01-21
| TABULA Average Buildings | [29 empty] | EPISCOPE Monitoring Indicators
[5 empty] | Building Stock |  |  |  | SI | National |  |  | National Housing Stock of Slovenia | [15 empty] | Year | 2015
[5 empty] | Details |  |  |  | ZRMK model | National Housing Stock of Slovenia | National Housing Stock of Slovenia | National Housing Stock of Slovenia | National Housing Stock of Slovenia | National Housing Stock of Slovenia | National Housing Stock of Slovenia | National Housing Stock of Slovenia | National Housing Stock of Slovenia | National Housing Stock of Slovenia | National Housing Stock of Slovenia | National Housing Stock of Slovenia | National Housing Stock of Slovenia | National Housing Stock of Slovenia | National Housing Stock of Slovenia | National Housing Stock of Slovenia | National Housing Stock of Slovenia | National Housing Stock of Slovenia | National Housing Stock of Slovenia | National Housing Stock of Slovenia | National Housing Stock of Slovenia | National Housing Stock of Slovenia | National Housing Stock of Slovenia
Annotations to this sheet
[10 empty] | 1 |  | 2 |  | 3 |  | 4 |  | 5 |  | 6 |  | 7 |  | 8 |  | 9 |  | 10
|  |  | Building type / label | [6 empty] | SFH-TH.01-02 |  | SFH-TH.03-04 |  | SFH-TH.05-06 |  | MFH-AB.01-02 |  | MFH-AB.03-04 |  | MFH-AB.05-06
Building size category
Construction time band
|  | General Data | [5 empty] | Total
|  |  | Number of buildings |  |  |  |  | 357308.9437 | 0 | 140508.6013 | 0 | 164741.4421 | 0 | 44630.5779 | 0 | 4262.2165 | 0 | 2799.7407 | 0 | 366.3651 | 0 | 0 | 0 | 0 | 0 | 0 | 0 | 0 | 0 | 10^0
|  |  | Number of dwellings |  |  |  |  | 850629 | 0 | 214701 | 0 | 221186 | 0 | 39684 | 0 | 169624 | 0 | 169426 | 0 | 36008 | 0 | 0 | 0 | 0 | 0 | 0 | 0 | 0 | 0 | 10^0
|  |  | Floor area national | [6 empty] | 18.786 | 0 | 22.619 | 0 | 6.101 | 0 | 7.517 | 0 | 7.852 | 0 | 2.025 | 0 | 0 | 0 | 0 | 0 | 0 | 0 | 0 | 0 | 10^6 m²
|  |  | Floor area TABULA |  |  |  |  | 71.39 | 0 | 20.6646 | 0 | 24.8809 | 0 | 6.7111 | 0 | 8.2687 | 0 | 8.6372 | 0 | 2.2275 | 0 | 0 | 0 | 0 | 0 | 0 | 0 | 0 | 0 | 10^6 m²
Building Insulation
Original state / not refurbished fraction of the envelope area
U-values of the original state
|  |  |  | Roof | [5 empty] | 1.68 |  | 0.39 |  | 0.18 |  | 1.58 |  | 1.5 |  | 0.17 |  | 0 |  | 0 |  | 0 |  | 0 |  | W/(m²K)
|  |  |  | Wall | [5 empty] | 1.5 |  | 0.48 |  | 0.27 |  | 2.53 |  | 1.65 |  | 0.29 |  | 0 |  | 0 |  | 0 |  | 0 |  | W/(m²K)
|  |  |  | Window | [5 empty] | 2.4528 |  | 2.2 |  | 1.2103 |  | 2.6491 |  | 2.7455 |  | 1.3421 |  | 0 |  | 0 |  | 0 |  | 0 |  | W/(m²K)
|  |  |  | Floor | [5 empty] | 1.68 |  | 0.61 |  | 0.26 |  | 1.55 |  | 0.93 |  | 0.25 |  | 0 |  | 0 |  | 0 |  | 0 |  | W/(m²K)
Refubishments (averages)
Refurbished fraction of envelope areas
|  |  |  | Roof | [5 empty] | 74% |  | 44% |  | 3% |  | 66% |  | 46% |  | 4% |  | 0% |  | 0% |  | 0% |  | 0%
|  |  |  | Wall | [5 empty] | 44% |  | 17% |  | 3% |  | 37% |  | 21% |  | 4% |  | 0% |  | 0% |  | 0% |  | 0%
|  |  |  | Window | [5 empty] | 51.5% |  | 18.66% |  | 2.653% |  | 51.75% |  | 30.75% |  | 3.985% |  | 0% |  | 0% |  | 0% |  | 0%
|  |  |  | Floor | [5 empty] | 0% |  | 0% |  | 0% |  | 0% |  | 0% |  | 0% |  | 0% |  | 0% |  | 0% |  | 0%
|  |  |  | Total (indicative) | [5 empty] | 41.94% |  | 20.37% |  | 2.245% |  | 38.33% |  | 23.53% |  | 3.182% |  | 0% |  | 0% |  | 0% |  | 0%
U-values of the refurbished fraction (averages)
|  |  |  | Roof | [5 empty] | 0.21111 |  | 0.15221 |  | 0.095465 |  | 0.20944 |  | 0.21403 |  | 0.092577 |  | 0 |  | 0 |  | 0 |  | 0 |  | W/(m²K)
|  |  |  | Wall | [5 empty] | 0.26451 |  | 0.19629 |  | 0.14001 |  | 0.28497 |  | 0.27646 |  | 0.1452 |  | 0 |  | 0 |  | 0 |  | 0 |  | W/(m²K)
|  |  |  | Window | [5 empty] | 1.3 |  | 1.3 |  | 0.9 |  | 1.3 |  | 1.3 |  | 0.9 |  | 0 |  | 0 |  | 0 |  | 0 |  | W/(m²K)
|  |  |  | Floor | [5 empty] | 0 |  | 0 |  | 0 |  | 0 |  | 0 |  | 0 |  | 0 |  | 0 |  | 0 |  | 0 |  | W/(m²K)
Main Heat Supply Systems
Ventilation Systems with Heat Recovery
|  |  |  | Occurances | [5 empty] | 0% | 0% | 0% | 0% | 0% | 0% | 0% | 0% | 0% | 0% | 0% | 0% | 0% | 0% | 0% | 0% | 0% | 0% | 0% | 0%
Heating Systems
Occurances or Fractions of Produced Heat
|  |  | 1 | Bio |  | B_WP |  |  | C | 30.98% | 0% | 30.9% | 0% | 29.81% | 0% | 25.86% | 0% | 25.95% | 0% | 31.88% | 0% |  | 0% |  | 0% |  | 0% |  | 0%
|  |  | 2 | DH |  | TS |  |  | C | 1.279% | 0% | 1.601% | 0% | 4.039% | 0% | 3.066% | 0% | 3.645% | 0% | 0.4982% | 0% |  | 0% |  | 0% |  | 0% |  | 0%
|  |  | 3 | El |  | HP_Air |  |  | C | 15.21% | 0% | 15.06% | 0% | 13.56% | 0% | 16.99% | 0% | 14.92% | 0% | 14.8% | 0% |  | 0% |  | 0% |  | 0% |  | 0%
|  |  | 4 | Oil |  | B_NC_CT |  |  | C | 19.33% | 0% | 18.76% | 0% | 17.35% | 0% | 15.95% | 0% | 15.2% | 0% | 18.41% | 0% |  | 0% |  | 0% |  | 0% |  | 0%
|  |  | 5 | Coal |  | B_NC_LT |  |  | C | 7.841% | 0% | 7.244% | 0% | 8.886% | 0% | 9.269% | 0% | 9.397% | 0% | 7.926% | 0% |  | 0% |  | 0% |  | 0% |  | 0%
|  |  | 6 | Gas |  | B_C |  |  | C | 15.48% | 0% | 15.1% | 0% | 16.44% | 0% | 18.31% | 0% | 19.1% | 0% | 17.28% | 0% |  | 0% |  | 0% |  | 0% |  | 0%
|  |  | 7 | [7 empty] | 0% |  | 0% |  | 0% |  | 0% |  | 0% |  | 0% |  | 0% |  | 0% |  | 0% |  | 0%
|  |  | 8 | [7 empty] | 0% |  | 0% |  | 0% |  | 0% |  | 0% |  | 0% |  | 0% |  | 0% |  | 0% |  | 0%
|  |  | 9 | [7 empty] | 0% |  | 0% |  | 0% |  | 0% |  | 0% |  | 0% |  | 0% |  | 0% |  | 0% |  | 0%
|  |  | 10 | [7 empty] | 0% |  | 0% |  | 0% |  | 0% |  | 0% |  | 0% |  | 0% |  | 0% |  | 0% |  | 0%
|  |  | 11 | [7 empty] | 0% |  | 0% |  | 0% |  | 0% |  | 0% |  | 0% |  | 0% |  | 0% |  | 0% |  | 0%
|  |  | 12 | [7 empty] | 0% |  | 0% |  | 0% |  | 0% |  | 0% |  | 0% |  | 0% |  | 0% |  | 0% |  | 0%
|  |  | 13 | [7 empty] | 0% |  | 0% |  | 0% |  | 0% |  | 0% |  | 0% |  | 0% |  | 0% |  | 0% |  | 0%
|  |  | 14 | [7 empty] | 0% |  | 0% |  | 0% |  | 0% |  | 0% |  | 0% |  | 0% |  | 0% |  | 0% |  | 0%
|  |  | 15 | [7 empty] | 0% |  | 0% |  | 0% |  | 0% |  | 0% |  | 0% |  | 0% |  | 0% |  | 0% |  | 0%
|  |  | 16 | [7 empty] | 0% |  | 0% |  | 0% |  | 0% |  | 0% |  | 0% |  | 0% |  | 0% |  | 0% |  | 0%
|  |  | 17 | [7 empty] | 0% |  | 0% |  | 0% |  | 0% |  | 0% |  | 0% |  | 0% |  | 0% |  | 0% |  | 0%
|  |  | 18 | [7 empty] | 0% |  | 0% |  | 0% |  | 0% |  | 0% |  | 0% |  | 0% |  | 0% |  | 0% |  | 0%
|  |  | 19 | [7 empty] | 0% |  | 0% |  | 0% |  | 0% |  | 0% |  | 0% |  | 0% |  | 0% |  | 0% |  | 0%
|  |  | 20 | [7 empty] | 0% |  | 0% |  | 0% |  | 0% |  | 0% |  | 0% |  | 0% |  | 0% |  | 0% |  | 0%
|  |  |  | Sum | [5 empty] | 90.12% | 0% | 88.66% | 0% | 90.08% | 0% | 89.45% | 0% | 88.21% | 0% | 90.79% | 0% |  | 0% |  | 0% |  | 0% |  | 0%
[5 empty] | thereof |  | central |  |  | 90.12% | 0% | 88.66% | 0% | 90.08% | 0% | 89.45% | 0% | 88.21% | 0% | 90.79% | 0% | 0% | 0% | 0% | 0% | 0% | 0% | 0% | 0%
[7 empty] | decentral |  |  | 0% | 0% | 0% | 0% | 0% | 0% | 0% | 0% | 0% | 0% | 0% | 0% | 0% | 0% | 0% | 0% | 0% | 0% | 0% | 0%
|  |  |  | Other Systems | [5 empty] | 9.88% | 0% | 11.34% | 0% | 9.917% | 0% | 10.55% | 0% | 11.79% | 0% | 9.208% | 0% |  | 0% |  | 0% |  | 0% |  | 0%
DHW Systems
Occurances or Fractions of Produced Heat
|  |  | 1 | Oil |  | B_NC |  |  | C | 17.76% | 0% | 16.63% | 0% | 16.83% | 0% | 11.19% | 0% | 11.06% | 0% | 15.67% | 0% |  | 0% |  | 0% |  | 0% |  | 0%
|  |  | 2 | DH |  | TS |  |  | C | 1.174% | 0% | 1.424% | 0% | 3.919% | 0% | 2.138% | 0% | 2.655% | 0% | 0.4059% | 0% |  | 0% |  | 0% |  | 0% |  | 0%
|  |  | 3 | Gas |  | B_C |  |  | C | 2.451% | 0% | 2.262% | 0% | 3.66% | 0% | 2.046% | 0% | 1.925% | 0% | 5.118% | 0% |  | 0% |  | 0% |  | 0% |  | 0%
|  |  | 4 | Gas |  | G_IWH_NC |  |  | C | 1.02% | 0% | 1.085% | 0% | 1.135% | 0% | 1.18% | 0% | 1.273% | 0% | 0.752% | 0% |  | 0% |  | 0% |  | 0% |  | 0%
|  |  | 5 | Bio |  | B_C |  |  | C | 10.75% | 0% | 10.04% | 0% | 11.14% | 0% | 9.773% | 0% | 10.71% | 0% | 8.63% | 0% |  | 0% |  | 0% |  | 0% |  | 0%
|  |  | 6 | Bio |  | B_WP |  |  | C | 20.39% | 0% | 18.54% | 0% | 19.14% | 0% | 14.74% | 0% | 13.15% | 0% | 16.59% | 0% |  | 0% |  | 0% |  | 0% |  | 0%
|  |  | 7 | Bio |  | B_WP |  |  | C | 6.812% | 0% | 7.793% | 0% | 8.113% | 0% | 2.875% | 0% | 4.968% | 0% | 9.263% | 0% |  | 0% |  | 0% |  | 0% |  | 0%
|  |  | 8 | El |  | HP_Ground |  |  | C | 1.351% | 0% | 1.679% | 0% | 1.626% | 0% | 0.7357% | 0% | 1.147% | 0% | 3.153% | 0% |  | 0% |  | 0% |  | 0% |  | 0%
|  |  | 9 | El |  | HP_Air |  |  | D | 13.37% | 0% | 12.92% | 0% | 10.03% | 0% | 10.93% | 0% | 13.25% | 0% | 16.8% | 0% |  | 0% |  | 0% |  | 0% |  | 0%
|  |  | 10 | Gas |  | G_IWH |  |  | C | 0.9526% | 0% | 0.9526% | 0% | 0.9526% | 0% | 0.9526% | 0% | 0.9526% | 0% | 0.9526% | 0% |  | 0% |  | 0% |  | 0% |  | 0%
|  |  | 11 | El |  | E |  |  | D | 3.324% | 0% | 3.828% | 0% | 2.582% | 0% | 12.8% | 0% | 15.32% | 0% | 0% | 0% |  | 0% |  | 0% |  | 0% |  | 0%
|  |  | 12 | - |  | Solar |  |  | C | 7.279% | 0% | 8.051% | 0% | 6.399% | 0% | 5.75% | 0% | 6.524% | 0% | 4.538% | 0% |  | 0% |  | 0% |  | 0% |  | 0%
|  |  | 13 | Coal |  | B_NC_CT |  |  | C | 7.2% | 0% | 6.424% | 0% | 8.624% | 0% | 6.546% | 0% | 6.837% | 0% | 6.714% | 0% |  | 0% |  | 0% |  | 0% |  | 0%
|  |  | 14 | Gas |  | G_Tank |  |  | D | 0.8933% | 0% | 0.9091% | 0% | 0.6648% | 0% | 7.561% | 0% | 4.036% | 0% | 4.368% | 0% |  | 0% |  | 0% |  | 0% |  | 0%
|  |  | 15 | Oil |  | B_NC_LT |  |  | C | 5.281% | 0% | 7.463% | 0% | 5.19% | 0% | 10.77% | 0% | 6.194% | 0% | 8.169% | 0% |  | 0% |  | 0% |  | 0% |  | 0%
|  |  | 16 | [7 empty] | 0% |  | 0% |  | 0% |  | 0% |  | 0% |  | 0% |  | 0% |  | 0% |  | 0% |  | 0%
|  |  | 17 | [7 empty] | 0% |  | 0% |  | 0% |  | 0% |  | 0% |  | 0% |  | 0% |  | 0% |  | 0% |  | 0%
|  |  | 18 | [7 empty] | 0% |  | 0% |  | 0% |  | 0% |  | 0% |  | 0% |  | 0% |  | 0% |  | 0% |  | 0%
|  |  | 19 | [7 empty] | 0% |  | 0% |  | 0% |  | 0% |  | 0% |  | 0% |  | 0% |  | 0% |  | 0% |  | 0%
|  |  | 20 | [7 empty] | 0% |  | 0% |  | 0% |  | 0% |  | 0% |  | 0% |  | 0% |  | 0% |  | 0% |  | 0%
|  |  |  | Sum | [5 empty] | 100% | 0% | 100% | 0% | 100% | 0% | 100% | 0% | 100% | 0% | 101.1% | 0% |  | 0% |  | 0% |  | 0% |  | 0%
[5 empty] | thereof |  | central |  |  | 82.41% | 0% | 82.35% | 0% | 86.72% | 0% | 68.71% | 0% | 67.39% | 0% | 79.96% | 0% | 0% | 0% | 0% | 0% | 0% | 0% | 0% | 0%
[7 empty] | decentral |  |  | 17.59% | 0% | 17.65% | 0% | 13.28% | 0% | 31.29% | 0% | 32.61% | 0% | 21.17% | 0% | 0% | 0% | 0% | 0% | 0% | 0% | 0% | 0%
|  |  |  | Other Systems | [5 empty] | 0% | 0% | 0% | 0% | 0% | 0% | 0% | 0% | 0% | 0% | -1.128% | 0% |  | 0% |  | 0% |  | 0% |  | 0%
|  | Energy Balance | [16 empty] | All energy quantities in | GWh/a |  |  |  | Heating + DHW
[8 empty] | fuels related to |  |  | gross | 0% | calorific value
[28 empty] | Total |  | per m²
|  |  | Net heat need |  |  |  |  | 2905.5655 |  | 2721.2372 |  | 283.7124 |  | 868.4875 |  | 735.848 |  | 96.5923 |  | 0 |  | 0 |  | 0 |  | 0 |  | 7611.4428 |  | 106.6178
|  |  | Produced heat |  |  |  |  | 3191.7184 |  | 2969.9901 |  | 313.5851 |  | 1006.0956 |  | 793.9447 |  | 103.2007 |  | 0 |  | 0 |  | 0 |  | 0 |  | 8378.5346 |  | 117.3629
|  |  | Gas |  |  |  | 1 | 419.9149 |  | 505.5796 |  | 136.3707 |  | 167.1961 |  | 201.3049 |  | 54.2983 |  | 0 |  | 0 |  | 0 |  | 0 |  | 1484.6646 |  | 20.7965
|  |  | Oil |  |  |  | 1 | 442.8798 |  | 533.2293 |  | 143.8287 |  | 177.8178 |  | 214.0935 |  | 57.7477 |  | 0 |  | 0 |  | 0 |  | 0 |  | 1569.5968 |  | 21.9862
|  |  | Coal |  |  |  | 1 | 0.60567 |  | 0.72923 |  | 0.1967 |  | 0.2402 |  | 0.2892 |  | 0.078007 |  | 0 |  | 0 |  | 0 |  | 0 |  | 2.139 |  | 0.029962
|  |  | Bio |  |  |  | 1 | 1476.5888 |  | 1777.8199 |  | 479.534 |  | 653.0429 |  | 786.2668 |  | 212.0809 |  | 0 |  | 0 |  | 0 |  | 0 |  | 5385.3331 |  | 75.4354
|  |  | DH |  |  |  |  | 249.6329 |  | 300.5592 |  | 81.0703 |  | 100.665 |  | 121.2012 |  | 32.6918 |  | 0 |  | 0 |  | 0 |  | 0 |  | 885.8203 |  | 12.4082
|  |  | El |  |  |  |  | 287.4632 |  | 346.1071 |  | 93.356 |  | 122.3694 |  | 147.3333 |  | 39.7404 |  | 0 |  | 0 |  | 0 |  | 0 |  | 1036.3694 |  | 14.517
|  |  | Other / not specified |  |  |  |  | 136.2377 |  | 164.0308 |  | 44.2443 |  | 31.9474 |  | 38.4648 |  | 10.3752 |  | 0 |  | 0 |  | 0 |  | 0 |  | 425.3002 |  | 5.9574
|  |  | Sum final energy |  |  |  |  | 3013.3229 |  | 3628.055 |  | 978.6006 |  | 1253.2789 |  | 1508.9537 |  | 407.0123 |  | 0 |  | 0 |  | 0 |  | 0 |  | 10789.2234 |  | 151.1307
|  |  | per m² |  |  |  |  | 145.8205 |  | 145.8169 |  | 145.8182 |  | 151.569 |  | 174.704 |  | 182.7216
|  |  | CHP electr. production |  |  |  |  | 0 |  | 0 |  | 0 |  | 0 |  | 0 |  | 0 |  | 0 |  | 0 |  | 0 |  | 0 |  | 0 |  | 0
| Version: |  | 2016-01-21